{"text_format":"1","workbook":"xlsx","n_sheets":4,"sheets":["Produktionsanlæg","Distributionsanlæg","Fællesfunktionsanlæg","Øvrige Aktiver"],"not_rendered":{"charts":0,"images":0,"macros":1,"external_links":0,"defined_names":2,"comments":0,"pivot_tables":0},"unopened":[],"bounds":{"document_bytes":16777216,"sheet_cells":100000,"rows_first":2000,"rows_last":500,"rows_between":2000,"halvings":0,"cell_chars":16384,"cell_head_chars":4096},"cells_cut":0,"cells_raw":0,"read":"whole","date_system":"1900"}

{"sheet":"Produktionsanlæg","index":0,"n_rows":562,"n_cols":9,"rows_kept":562,"cut":false,"hidden":false,"merged":[[0,0,1,0],[0,1,1,1],[0,2,1,2],[0,3,1,3],[0,8,1,8],[0,4,1,4],[0,5,1,5],[0,6,1,6],[0,7,1,7]]}
["Produktionsanlæg","Enhed","Standard-levetid","Samlet mængde per 31/12-2016","Samlet mængde per 31/12-2017","Samlet mængde per 31/12-2018","Afvigelse 2016-2017","Afvigelse 2017-2018","Bemærkninger"]
[]
["Renseanlæg 1",null,null,null,null,null,{"$f":"IF($D$3=\"\",IF($E$3>0,\"Ny data\",IF($E$3=\"\",\"\",0)),IF($D$3=0,IF($E$3=0,0,\"Ny data\"),($E$3-$D$3)/$D$3))","v":""},{"$f":"IF($E$3=\"\",IF($F$3>0,\"Ny data\",IF($F$3=\"\",\"\",0)),IF($E$3=0,IF($F$3=0,0,\"Ny data\"),($F$3-$E$3)/$E$3))","v":""}]
["Mindre renseanlæg",null,null,null,null,null,{"$f":"IF($D$4=\"\",IF($E$4>0,\"Ny data\",IF($E$4=\"\",\"\",0)),IF($D$4=0,IF($E$4=0,0,\"Ny data\"),($E$4-$D$4)/$D$4))","v":""},{"$f":"IF($E$4=\"\",IF($F$4>0,\"Ny data\",IF($F$4=\"\",\"\",0)),IF($E$4=0,IF($F$4=0,0,\"Ny data\"),($F$4-$E$4)/$E$4))","v":""}]
["Mindre renseanlæg < 5.000 PE uden mulighed for opdeling","PE",40,0,0,0,{"$f":"IF($D$5=\"\",IF($E$5>0,\"Ny data\",IF($E$5=\"\",\"\",0)),IF($D$5=0,IF($E$5=0,0,\"Ny data\"),($E$5-$D$5)/$D$5))","v":0},{"$f":"IF($E$5=\"\",IF($F$5>0,\"Ny data\",IF($F$5=\"\",\"\",0)),IF($E$5=0,IF($F$5=0,0,\"Ny data\"),($F$5-$E$5)/$E$5))","v":0}]
["Renseanlæg >= 5.000 PE, Vandbehandling",null,null,null,null,null,{"$f":"IF($D$6=\"\",IF($E$6>0,\"Ny data\",IF($E$6=\"\",\"\",0)),IF($D$6=0,IF($E$6=0,0,\"Ny data\"),($E$6-$D$6)/$D$6))","v":""},{"$f":"IF($E$6=\"\",IF($F$6>0,\"Ny data\",IF($F$6=\"\",\"\",0)),IF($E$6=0,IF($F$6=0,0,\"Ny data\"),($F$6-$E$6)/$E$6))","v":""}]
["Indløb med riste, Konstruktioner","PE",60,23000,23000,23000,{"$f":"IF($D$7=\"\",IF($E$7>0,\"Ny data\",IF($E$7=\"\",\"\",0)),IF($D$7=0,IF($E$7=0,0,\"Ny data\"),($E$7-$D$7)/$D$7))","v":0},{"$f":"IF($E$7=\"\",IF($F$7>0,\"Ny data\",IF($F$7=\"\",\"\",0)),IF($E$7=0,IF($F$7=0,0,\"Ny data\"),($F$7-$E$7)/$E$7))","v":0},"Sorø"]
["Indløb med riste, Mek/EL","PE",20,23000,23000,23000,{"$f":"IF($D$8=\"\",IF($E$8>0,\"Ny data\",IF($E$8=\"\",\"\",0)),IF($D$8=0,IF($E$8=0,0,\"Ny data\"),($E$8-$D$8)/$D$8))","v":0},{"$f":"IF($E$8=\"\",IF($F$8>0,\"Ny data\",IF($F$8=\"\",\"\",0)),IF($E$8=0,IF($F$8=0,0,\"Ny data\"),($F$8-$E$8)/$E$8))","v":0}]
["Indløb med riste, SRO","PE",10,23000,23000,23000,{"$f":"IF($D$9=\"\",IF($E$9>0,\"Ny data\",IF($E$9=\"\",\"\",0)),IF($D$9=0,IF($E$9=0,0,\"Ny data\"),($E$9-$D$9)/$D$9))","v":0},{"$f":"IF($E$9=\"\",IF($F$9>0,\"Ny data\",IF($F$9=\"\",\"\",0)),IF($E$9=0,IF($F$9=0,0,\"Ny data\"),($F$9-$E$9)/$E$9))","v":0}]
["Sand- og fedtfang, Kontruktioner","PE",60,23000,23000,23000,{"$f":"IF($D$10=\"\",IF($E$10>0,\"Ny data\",IF($E$10=\"\",\"\",0)),IF($D$10=0,IF($E$10=0,0,\"Ny data\"),($E$10-$D$10)/$D$10))","v":0},{"$f":"IF($E$10=\"\",IF($F$10>0,\"Ny data\",IF($F$10=\"\",\"\",0)),IF($E$10=0,IF($F$10=0,0,\"Ny data\"),($F$10-$E$10)/$E$10))","v":0}]
["Sand- og fedtfang, Mek/EL","PE",20,23000,23000,23000,{"$f":"IF($D$11=\"\",IF($E$11>0,\"Ny data\",IF($E$11=\"\",\"\",0)),IF($D$11=0,IF($E$11=0,0,\"Ny data\"),($E$11-$D$11)/$D$11))","v":0},{"$f":"IF($E$11=\"\",IF($F$11>0,\"Ny data\",IF($F$11=\"\",\"\",0)),IF($E$11=0,IF($F$11=0,0,\"Ny data\"),($F$11-$E$11)/$E$11))","v":0}]
["Sand- og fedtfang, SRO","PE",10,23000,23000,23000,{"$f":"IF($D$12=\"\",IF($E$12>0,\"Ny data\",IF($E$12=\"\",\"\",0)),IF($D$12=0,IF($E$12=0,0,\"Ny data\"),($E$12-$D$12)/$D$12))","v":0},{"$f":"IF($E$12=\"\",IF($F$12>0,\"Ny data\",IF($F$12=\"\",\"\",0)),IF($E$12=0,IF($F$12=0,0,\"Ny data\"),($F$12-$E$12)/$E$12))","v":0}]
["Forklaring, Konstruktioner","PE",60,23000,23000,23000,{"$f":"IF($D$13=\"\",IF($E$13>0,\"Ny data\",IF($E$13=\"\",\"\",0)),IF($D$13=0,IF($E$13=0,0,\"Ny data\"),($E$13-$D$13)/$D$13))","v":0},{"$f":"IF($E$13=\"\",IF($F$13>0,\"Ny data\",IF($F$13=\"\",\"\",0)),IF($E$13=0,IF($F$13=0,0,\"Ny data\"),($F$13-$E$13)/$E$13))","v":0}]
["Forklaring, Mek/EL","PE",20,23000,23000,23000,{"$f":"IF($D$14=\"\",IF($E$14>0,\"Ny data\",IF($E$14=\"\",\"\",0)),IF($D$14=0,IF($E$14=0,0,\"Ny data\"),($E$14-$D$14)/$D$14))","v":0},{"$f":"IF($E$14=\"\",IF($F$14>0,\"Ny data\",IF($F$14=\"\",\"\",0)),IF($E$14=0,IF($F$14=0,0,\"Ny data\"),($F$14-$E$14)/$E$14))","v":0}]
["Forklaring, SRO","PE",10,23000,23000,23000,{"$f":"IF($D$15=\"\",IF($E$15>0,\"Ny data\",IF($E$15=\"\",\"\",0)),IF($D$15=0,IF($E$15=0,0,\"Ny data\"),($E$15-$D$15)/$D$15))","v":0},{"$f":"IF($E$15=\"\",IF($F$15>0,\"Ny data\",IF($F$15=\"\",\"\",0)),IF($E$15=0,IF($F$15=0,0,\"Ny data\"),($F$15-$E$15)/$E$15))","v":0}]
["Beluftningstanke, Konstruktioner","PE",60,23000,23000,23000,{"$f":"IF($D$16=\"\",IF($E$16>0,\"Ny data\",IF($E$16=\"\",\"\",0)),IF($D$16=0,IF($E$16=0,0,\"Ny data\"),($E$16-$D$16)/$D$16))","v":0},{"$f":"IF($E$16=\"\",IF($F$16>0,\"Ny data\",IF($F$16=\"\",\"\",0)),IF($E$16=0,IF($F$16=0,0,\"Ny data\"),($F$16-$E$16)/$E$16))","v":0}]
["Beluftningstanke, Mek/EL","PE",20,23000,23000,23000,{"$f":"IF($D$17=\"\",IF($E$17>0,\"Ny data\",IF($E$17=\"\",\"\",0)),IF($D$17=0,IF($E$17=0,0,\"Ny data\"),($E$17-$D$17)/$D$17))","v":0},{"$f":"IF($E$17=\"\",IF($F$17>0,\"Ny data\",IF($F$17=\"\",\"\",0)),IF($E$17=0,IF($F$17=0,0,\"Ny data\"),($F$17-$E$17)/$E$17))","v":0}]
["Beluftningstanke, SRO","PE",10,23000,23000,23000,{"$f":"IF($D$18=\"\",IF($E$18>0,\"Ny data\",IF($E$18=\"\",\"\",0)),IF($D$18=0,IF($E$18=0,0,\"Ny data\"),($E$18-$D$18)/$D$18))","v":0},{"$f":"IF($E$18=\"\",IF($F$18>0,\"Ny data\",IF($F$18=\"\",\"\",0)),IF($E$18=0,IF($F$18=0,0,\"Ny data\"),($F$18-$E$18)/$E$18))","v":0}]
["Efterklaringstanke, Konstruktioner","PE",60,23000,23000,23000,{"$f":"IF($D$19=\"\",IF($E$19>0,\"Ny data\",IF($E$19=\"\",\"\",0)),IF($D$19=0,IF($E$19=0,0,\"Ny data\"),($E$19-$D$19)/$D$19))","v":0},{"$f":"IF($E$19=\"\",IF($F$19>0,\"Ny data\",IF($F$19=\"\",\"\",0)),IF($E$19=0,IF($F$19=0,0,\"Ny data\"),($F$19-$E$19)/$E$19))","v":0}]
["Efterklaringstanke, Mek/El","PE",20,23000,23000,23000,{"$f":"IF($D$20=\"\",IF($E$20>0,\"Ny data\",IF($E$20=\"\",\"\",0)),IF($D$20=0,IF($E$20=0,0,\"Ny data\"),($E$20-$D$20)/$D$20))","v":0},{"$f":"IF($E$20=\"\",IF($F$20>0,\"Ny data\",IF($F$20=\"\",\"\",0)),IF($E$20=0,IF($F$20=0,0,\"Ny data\"),($F$20-$E$20)/$E$20))","v":0}]
["Efterklaringstanke, SRO","PE",10,23000,23000,23000,{"$f":"IF($D$21=\"\",IF($E$21>0,\"Ny data\",IF($E$21=\"\",\"\",0)),IF($D$21=0,IF($E$21=0,0,\"Ny data\"),($E$21-$D$21)/$D$21))","v":0},{"$f":"IF($E$21=\"\",IF($F$21>0,\"Ny data\",IF($F$21=\"\",\"\",0)),IF($E$21=0,IF($F$21=0,0,\"Ny data\"),($F$21-$E$21)/$E$21))","v":0}]
["Efterbehandlingsanlæg (sandfilter), Konstruktioner","PE",60,23000,23000,23000,{"$f":"IF($D$22=\"\",IF($E$22>0,\"Ny data\",IF($E$22=\"\",\"\",0)),IF($D$22=0,IF($E$22=0,0,\"Ny data\"),($E$22-$D$22)/$D$22))","v":0},{"$f":"IF($E$22=\"\",IF($F$22>0,\"Ny data\",IF($F$22=\"\",\"\",0)),IF($E$22=0,IF($F$22=0,0,\"Ny data\"),($F$22-$E$22)/$E$22))","v":0}]
["Efterbehandlingsanlæg (sandfilter), Mek/EL","PE",20,23000,23000,23000,{"$f":"IF($D$23=\"\",IF($E$23>0,\"Ny data\",IF($E$23=\"\",\"\",0)),IF($D$23=0,IF($E$23=0,0,\"Ny data\"),($E$23-$D$23)/$D$23))","v":0},{"$f":"IF($E$23=\"\",IF($F$23>0,\"Ny data\",IF($F$23=\"\",\"\",0)),IF($E$23=0,IF($F$23=0,0,\"Ny data\"),($F$23-$E$23)/$E$23))","v":0}]
["Efterbehandlingsanlæg (sandfilter), SRO","PE",10,23000,23000,23000,{"$f":"IF($D$24=\"\",IF($E$24>0,\"Ny data\",IF($E$24=\"\",\"\",0)),IF($D$24=0,IF($E$24=0,0,\"Ny data\"),($E$24-$D$24)/$D$24))","v":0},{"$f":"IF($E$24=\"\",IF($F$24>0,\"Ny data\",IF($F$24=\"\",\"\",0)),IF($E$24=0,IF($F$24=0,0,\"Ny data\"),($F$24-$E$24)/$E$24))","v":0}]
["Renseanlæg >= 5.000 PE, Slambehandling",null,null,null,null,null,{"$f":"IF($D$25=\"\",IF($E$25>0,\"Ny data\",IF($E$25=\"\",\"\",0)),IF($D$25=0,IF($E$25=0,0,\"Ny data\"),($E$25-$D$25)/$D$25))","v":""},{"$f":"IF($E$25=\"\",IF($F$25>0,\"Ny data\",IF($F$25=\"\",\"\",0)),IF($E$25=0,IF($F$25=0,0,\"Ny data\"),($F$25-$E$25)/$E$25))","v":""}]
["Forafvanding, slam, Konstruktion","PE",60,0,0,0,{"$f":"IF($D$26=\"\",IF($E$26>0,\"Ny data\",IF($E$26=\"\",\"\",0)),IF($D$26=0,IF($E$26=0,0,\"Ny data\"),($E$26-$D$26)/$D$26))","v":0},{"$f":"IF($E$26=\"\",IF($F$26>0,\"Ny data\",IF($F$26=\"\",\"\",0)),IF($E$26=0,IF($F$26=0,0,\"Ny data\"),($F$26-$E$26)/$E$26))","v":0}]
["Forafvanding, slam, Mek/EL","PE",20,0,0,0,{"$f":"IF($D$27=\"\",IF($E$27>0,\"Ny data\",IF($E$27=\"\",\"\",0)),IF($D$27=0,IF($E$27=0,0,\"Ny data\"),($E$27-$D$27)/$D$27))","v":0},{"$f":"IF($E$27=\"\",IF($F$27>0,\"Ny data\",IF($F$27=\"\",\"\",0)),IF($E$27=0,IF($F$27=0,0,\"Ny data\"),($F$27-$E$27)/$E$27))","v":0}]
["Forafvanding, slam, SRO","PE",10,0,0,0,{"$f":"IF($D$28=\"\",IF($E$28>0,\"Ny data\",IF($E$28=\"\",\"\",0)),IF($D$28=0,IF($E$28=0,0,\"Ny data\"),($E$28-$D$28)/$D$28))","v":0},{"$f":"IF($E$28=\"\",IF($F$28>0,\"Ny data\",IF($F$28=\"\",\"\",0)),IF($E$28=0,IF($F$28=0,0,\"Ny data\"),($F$28-$E$28)/$E$28))","v":0}]
["Rådnetanke, slam, Konstruktioner","PE",60,0,0,0,{"$f":"IF($D$29=\"\",IF($E$29>0,\"Ny data\",IF($E$29=\"\",\"\",0)),IF($D$29=0,IF($E$29=0,0,\"Ny data\"),($E$29-$D$29)/$D$29))","v":0},{"$f":"IF($E$29=\"\",IF($F$29>0,\"Ny data\",IF($F$29=\"\",\"\",0)),IF($E$29=0,IF($F$29=0,0,\"Ny data\"),($F$29-$E$29)/$E$29))","v":0}]
["Rådnetanke, slam, Mek/EL","PE",20,0,0,0,{"$f":"IF($D$30=\"\",IF($E$30>0,\"Ny data\",IF($E$30=\"\",\"\",0)),IF($D$30=0,IF($E$30=0,0,\"Ny data\"),($E$30-$D$30)/$D$30))","v":0},{"$f":"IF($E$30=\"\",IF($F$30>0,\"Ny data\",IF($F$30=\"\",\"\",0)),IF($E$30=0,IF($F$30=0,0,\"Ny data\"),($F$30-$E$30)/$E$30))","v":0}]
["Rådnetanke, slam, SRO","PE",10,0,0,0,{"$f":"IF($D$31=\"\",IF($E$31>0,\"Ny data\",IF($E$31=\"\",\"\",0)),IF($D$31=0,IF($E$31=0,0,\"Ny data\"),($E$31-$D$31)/$D$31))","v":0},{"$f":"IF($E$31=\"\",IF($F$31>0,\"Ny data\",IF($F$31=\"\",\"\",0)),IF($E$31=0,IF($F$31=0,0,\"Ny data\"),($F$31-$E$31)/$E$31))","v":0}]
["Gasdisponering, Konstruktioner","PE",60,0,0,0,{"$f":"IF($D$32=\"\",IF($E$32>0,\"Ny data\",IF($E$32=\"\",\"\",0)),IF($D$32=0,IF($E$32=0,0,\"Ny data\"),($E$32-$D$32)/$D$32))","v":0},{"$f":"IF($E$32=\"\",IF($F$32>0,\"Ny data\",IF($F$32=\"\",\"\",0)),IF($E$32=0,IF($F$32=0,0,\"Ny data\"),($F$32-$E$32)/$E$32))","v":0}]
["Gasdisponering, Mek/EL","PE",20,0,0,0,{"$f":"IF($D$33=\"\",IF($E$33>0,\"Ny data\",IF($E$33=\"\",\"\",0)),IF($D$33=0,IF($E$33=0,0,\"Ny data\"),($E$33-$D$33)/$D$33))","v":0},{"$f":"IF($E$33=\"\",IF($F$33>0,\"Ny data\",IF($F$33=\"\",\"\",0)),IF($E$33=0,IF($F$33=0,0,\"Ny data\"),($F$33-$E$33)/$E$33))","v":0}]
["Gasdisponering, SRO","PE",10,0,0,0,{"$f":"IF($D$34=\"\",IF($E$34>0,\"Ny data\",IF($E$34=\"\",\"\",0)),IF($D$34=0,IF($E$34=0,0,\"Ny data\"),($E$34-$D$34)/$D$34))","v":0},{"$f":"IF($E$34=\"\",IF($F$34>0,\"Ny data\",IF($F$34=\"\",\"\",0)),IF($E$34=0,IF($F$34=0,0,\"Ny data\"),($F$34-$E$34)/$E$34))","v":0}]
["Gasdisponering - elproduktionsanlæg, Konstruktioner","PE",60,0,0,0,{"$f":"IF($D$35=\"\",IF($E$35>0,\"Ny data\",IF($E$35=\"\",\"\",0)),IF($D$35=0,IF($E$35=0,0,\"Ny data\"),($E$35-$D$35)/$D$35))","v":0},{"$f":"IF($E$35=\"\",IF($F$35>0,\"Ny data\",IF($F$35=\"\",\"\",0)),IF($E$35=0,IF($F$35=0,0,\"Ny data\"),($F$35-$E$35)/$E$35))","v":0}]
["Gasdisponering - elproduktionsanlæg, Mek/EL","PE",20,0,0,0,{"$f":"IF($D$36=\"\",IF($E$36>0,\"Ny data\",IF($E$36=\"\",\"\",0)),IF($D$36=0,IF($E$36=0,0,\"Ny data\"),($E$36-$D$36)/$D$36))","v":0},{"$f":"IF($E$36=\"\",IF($F$36>0,\"Ny data\",IF($F$36=\"\",\"\",0)),IF($E$36=0,IF($F$36=0,0,\"Ny data\"),($F$36-$E$36)/$E$36))","v":0}]
["Gasdisponering - elproduktionsanlæg, SRO","PE",10,0,0,0,{"$f":"IF($D$37=\"\",IF($E$37>0,\"Ny data\",IF($E$37=\"\",\"\",0)),IF($D$37=0,IF($E$37=0,0,\"Ny data\"),($E$37-$D$37)/$D$37))","v":0},{"$f":"IF($E$37=\"\",IF($F$37>0,\"Ny data\",IF($F$37=\"\",\"\",0)),IF($E$37=0,IF($F$37=0,0,\"Ny data\"),($F$37-$E$37)/$E$37))","v":0}]
["Slutafvanding, slam - lavteknologisk (slambede), Konstruktioner","PE",60,0,0,0,{"$f":"IF($D$38=\"\",IF($E$38>0,\"Ny data\",IF($E$38=\"\",\"\",0)),IF($D$38=0,IF($E$38=0,0,\"Ny data\"),($E$38-$D$38)/$D$38))","v":0},{"$f":"IF($E$38=\"\",IF($F$38>0,\"Ny data\",IF($F$38=\"\",\"\",0)),IF($E$38=0,IF($F$38=0,0,\"Ny data\"),($F$38-$E$38)/$E$38))","v":0}]
["Slutafvanding, slam - lavteknologisk (slambede), Mek/EL","PE",20,0,0,0,{"$f":"IF($D$39=\"\",IF($E$39>0,\"Ny data\",IF($E$39=\"\",\"\",0)),IF($D$39=0,IF($E$39=0,0,\"Ny data\"),($E$39-$D$39)/$D$39))","v":0},{"$f":"IF($E$39=\"\",IF($F$39>0,\"Ny data\",IF($F$39=\"\",\"\",0)),IF($E$39=0,IF($F$39=0,0,\"Ny data\"),($F$39-$E$39)/$E$39))","v":0}]
["Slutafvanding, slam - lavteknologisk (slambede), SRO","PE",10,0,0,0,{"$f":"IF($D$40=\"\",IF($E$40>0,\"Ny data\",IF($E$40=\"\",\"\",0)),IF($D$40=0,IF($E$40=0,0,\"Ny data\"),($E$40-$D$40)/$D$40))","v":0},{"$f":"IF($E$40=\"\",IF($F$40>0,\"Ny data\",IF($F$40=\"\",\"\",0)),IF($E$40=0,IF($F$40=0,0,\"Ny data\"),($F$40-$E$40)/$E$40))","v":0}]
["Slutafvanding, slam - højteknologisk (centrifuger), Konstruktioner","PE",60,0,0,0,{"$f":"IF($D$41=\"\",IF($E$41>0,\"Ny data\",IF($E$41=\"\",\"\",0)),IF($D$41=0,IF($E$41=0,0,\"Ny data\"),($E$41-$D$41)/$D$41))","v":0},{"$f":"IF($E$41=\"\",IF($F$41>0,\"Ny data\",IF($F$41=\"\",\"\",0)),IF($E$41=0,IF($F$41=0,0,\"Ny data\"),($F$41-$E$41)/$E$41))","v":0}]
["Slutafvanding, slam - højteknologisk (centrifuger), Mek/El","PE",20,0,0,0,{"$f":"IF($D$42=\"\",IF($E$42>0,\"Ny data\",IF($E$42=\"\",\"\",0)),IF($D$42=0,IF($E$42=0,0,\"Ny data\"),($E$42-$D$42)/$D$42))","v":0},{"$f":"IF($E$42=\"\",IF($F$42>0,\"Ny data\",IF($F$42=\"\",\"\",0)),IF($E$42=0,IF($F$42=0,0,\"Ny data\"),($F$42-$E$42)/$E$42))","v":0}]
["Slutafvanding, slam - højteknologisk (centrifuger), SRO","PE",10,0,0,0,{"$f":"IF($D$43=\"\",IF($E$43>0,\"Ny data\",IF($E$43=\"\",\"\",0)),IF($D$43=0,IF($E$43=0,0,\"Ny data\"),($E$43-$D$43)/$D$43))","v":0},{"$f":"IF($E$43=\"\",IF($F$43>0,\"Ny data\",IF($F$43=\"\",\"\",0)),IF($E$43=0,IF($F$43=0,0,\"Ny data\"),($F$43-$E$43)/$E$43))","v":0}]
["Renseanlæg >= 5.000 PE, Slamdisponering",null,null,null,null,null,{"$f":"IF($D$44=\"\",IF($E$44>0,\"Ny data\",IF($E$44=\"\",\"\",0)),IF($D$44=0,IF($E$44=0,0,\"Ny data\"),($E$44-$D$44)/$D$44))","v":""},{"$f":"IF($E$44=\"\",IF($F$44>0,\"Ny data\",IF($F$44=\"\",\"\",0)),IF($E$44=0,IF($F$44=0,0,\"Ny data\"),($F$44-$E$44)/$E$44))","v":""}]
["Slutdisponering, slam - lavteknologisk (slammineralisering), Konstruktioner","PE",60,23000,23000,23000,{"$f":"IF($D$45=\"\",IF($E$45>0,\"Ny data\",IF($E$45=\"\",\"\",0)),IF($D$45=0,IF($E$45=0,0,\"Ny data\"),($E$45-$D$45)/$D$45))","v":0},{"$f":"IF($E$45=\"\",IF($F$45>0,\"Ny data\",IF($F$45=\"\",\"\",0)),IF($E$45=0,IF($F$45=0,0,\"Ny data\"),($F$45-$E$45)/$E$45))","v":0}]
["Slutdisponering, slam - lavteknologisk (slammineralisering), Mek/EL","PE",20,23000,23000,23000,{"$f":"IF($D$46=\"\",IF($E$46>0,\"Ny data\",IF($E$46=\"\",\"\",0)),IF($D$46=0,IF($E$46=0,0,\"Ny data\"),($E$46-$D$46)/$D$46))","v":0},{"$f":"IF($E$46=\"\",IF($F$46>0,\"Ny data\",IF($F$46=\"\",\"\",0)),IF($E$46=0,IF($F$46=0,0,\"Ny data\"),($F$46-$E$46)/$E$46))","v":0}]
["Slutdisponering, slam - lavteknologisk (slammineralisering), SRO","PE",10,23000,23000,23000,{"$f":"IF($D$47=\"\",IF($E$47>0,\"Ny data\",IF($E$47=\"\",\"\",0)),IF($D$47=0,IF($E$47=0,0,\"Ny data\"),($E$47-$D$47)/$D$47))","v":0},{"$f":"IF($E$47=\"\",IF($F$47>0,\"Ny data\",IF($F$47=\"\",\"\",0)),IF($E$47=0,IF($F$47=0,0,\"Ny data\"),($F$47-$E$47)/$E$47))","v":0}]
["Slutdisponering, slam - højteknologisk (slamtørring), Konstruktioner","PE",60,0,0,0,{"$f":"IF($D$48=\"\",IF($E$48>0,\"Ny data\",IF($E$48=\"\",\"\",0)),IF($D$48=0,IF($E$48=0,0,\"Ny data\"),($E$48-$D$48)/$D$48))","v":0},{"$f":"IF($E$48=\"\",IF($F$48>0,\"Ny data\",IF($F$48=\"\",\"\",0)),IF($E$48=0,IF($F$48=0,0,\"Ny data\"),($F$48-$E$48)/$E$48))","v":0}]
["Slutdisponering, slam - højteknologisk (slamtørring), Mek/EL","PE",20,0,0,0,{"$f":"IF($D$49=\"\",IF($E$49>0,\"Ny data\",IF($E$49=\"\",\"\",0)),IF($D$49=0,IF($E$49=0,0,\"Ny data\"),($E$49-$D$49)/$D$49))","v":0},{"$f":"IF($E$49=\"\",IF($F$49>0,\"Ny data\",IF($F$49=\"\",\"\",0)),IF($E$49=0,IF($F$49=0,0,\"Ny data\"),($F$49-$E$49)/$E$49))","v":0}]
["Slutdisponering, slam - højteknologisk (slamtørring), SRO","PE",10,0,0,0,{"$f":"IF($D$50=\"\",IF($E$50>0,\"Ny data\",IF($E$50=\"\",\"\",0)),IF($D$50=0,IF($E$50=0,0,\"Ny data\"),($E$50-$D$50)/$D$50))","v":0},{"$f":"IF($E$50=\"\",IF($F$50>0,\"Ny data\",IF($F$50=\"\",\"\",0)),IF($E$50=0,IF($F$50=0,0,\"Ny data\"),($F$50-$E$50)/$E$50))","v":0}]
["Slutdisponering, slam - højteknologisk (slamtørring og -forbrænding), Konstruktioner","PE",60,0,0,0,{"$f":"IF($D$51=\"\",IF($E$51>0,\"Ny data\",IF($E$51=\"\",\"\",0)),IF($D$51=0,IF($E$51=0,0,\"Ny data\"),($E$51-$D$51)/$D$51))","v":0},{"$f":"IF($E$51=\"\",IF($F$51>0,\"Ny data\",IF($F$51=\"\",\"\",0)),IF($E$51=0,IF($F$51=0,0,\"Ny data\"),($F$51-$E$51)/$E$51))","v":0}]
["Slutdisponering, slam - højteknologisk (slamtørring og -forbrænding), Mek/EL","PE",20,0,0,0,{"$f":"IF($D$52=\"\",IF($E$52>0,\"Ny data\",IF($E$52=\"\",\"\",0)),IF($D$52=0,IF($E$52=0,0,\"Ny data\"),($E$52-$D$52)/$D$52))","v":0},{"$f":"IF($E$52=\"\",IF($F$52>0,\"Ny data\",IF($F$52=\"\",\"\",0)),IF($E$52=0,IF($F$52=0,0,\"Ny data\"),($F$52-$E$52)/$E$52))","v":0}]
["Slutdisponering, slam - højteknologisk (slamtørring og -forbrænding), SRO","PE",10,0,0,0,{"$f":"IF($D$53=\"\",IF($E$53>0,\"Ny data\",IF($E$53=\"\",\"\",0)),IF($D$53=0,IF($E$53=0,0,\"Ny data\"),($E$53-$D$53)/$D$53))","v":0},{"$f":"IF($E$53=\"\",IF($F$53>0,\"Ny data\",IF($F$53=\"\",\"\",0)),IF($E$53=0,IF($F$53=0,0,\"Ny data\"),($F$53-$E$53)/$E$53))","v":0}]
["Renseanlæg 2",null,null,null,null,null,{"$f":"IF($D$54=\"\",IF($E$54>0,\"Ny data\",IF($E$54=\"\",\"\",0)),IF($D$54=0,IF($E$54=0,0,\"Ny data\"),($E$54-$D$54)/$D$54))","v":""},{"$f":"IF($E$54=\"\",IF($F$54>0,\"Ny data\",IF($F$54=\"\",\"\",0)),IF($E$54=0,IF($F$54=0,0,\"Ny data\"),($F$54-$E$54)/$E$54))","v":""}]
["Mindre renseanlæg",null,null,null,null,null,{"$f":"IF($D$55=\"\",IF($E$55>0,\"Ny data\",IF($E$55=\"\",\"\",0)),IF($D$55=0,IF($E$55=0,0,\"Ny data\"),($E$55-$D$55)/$D$55))","v":""},{"$f":"IF($E$55=\"\",IF($F$55>0,\"Ny data\",IF($F$55=\"\",\"\",0)),IF($E$55=0,IF($F$55=0,0,\"Ny data\"),($F$55-$E$55)/$E$55))","v":""}]
["Mindre renseanlæg < 5.000 PE uden mulighed for opdeling","PE",40,0,0,0,{"$f":"IF($D$56=\"\",IF($E$56>0,\"Ny data\",IF($E$56=\"\",\"\",0)),IF($D$56=0,IF($E$56=0,0,\"Ny data\"),($E$56-$D$56)/$D$56))","v":0},{"$f":"IF($E$56=\"\",IF($F$56>0,\"Ny data\",IF($F$56=\"\",\"\",0)),IF($E$56=0,IF($F$56=0,0,\"Ny data\"),($F$56-$E$56)/$E$56))","v":0}]
["Renseanlæg >= 5.000 PE, Vandbehandling",null,null,null,null,null,{"$f":"IF($D$57=\"\",IF($E$57>0,\"Ny data\",IF($E$57=\"\",\"\",0)),IF($D$57=0,IF($E$57=0,0,\"Ny data\"),($E$57-$D$57)/$D$57))","v":""},{"$f":"IF($E$57=\"\",IF($F$57>0,\"Ny data\",IF($F$57=\"\",\"\",0)),IF($E$57=0,IF($F$57=0,0,\"Ny data\"),($F$57-$E$57)/$E$57))","v":""}]
["Indløb med riste, Konstruktioner","PE",60,6800,6800,6800,{"$f":"IF($D$58=\"\",IF($E$58>0,\"Ny data\",IF($E$58=\"\",\"\",0)),IF($D$58=0,IF($E$58=0,0,\"Ny data\"),($E$58-$D$58)/$D$58))","v":0},{"$f":"IF($E$58=\"\",IF($F$58>0,\"Ny data\",IF($F$58=\"\",\"\",0)),IF($E$58=0,IF($F$58=0,0,\"Ny data\"),($F$58-$E$58)/$E$58))","v":0}]
["Indløb med riste, Mek/EL","PE",20,6800,6800,6800,{"$f":"IF($D$59=\"\",IF($E$59>0,\"Ny data\",IF($E$59=\"\",\"\",0)),IF($D$59=0,IF($E$59=0,0,\"Ny data\"),($E$59-$D$59)/$D$59))","v":0},{"$f":"IF($E$59=\"\",IF($F$59>0,\"Ny data\",IF($F$59=\"\",\"\",0)),IF($E$59=0,IF($F$59=0,0,\"Ny data\"),($F$59-$E$59)/$E$59))","v":0}]
["Indløb med riste, SRO","PE",10,6800,6800,6800,{"$f":"IF($D$60=\"\",IF($E$60>0,\"Ny data\",IF($E$60=\"\",\"\",0)),IF($D$60=0,IF($E$60=0,0,\"Ny data\"),($E$60-$D$60)/$D$60))","v":0},{"$f":"IF($E$60=\"\",IF($F$60>0,\"Ny data\",IF($F$60=\"\",\"\",0)),IF($E$60=0,IF($F$60=0,0,\"Ny data\"),($F$60-$E$60)/$E$60))","v":0}]
["Sand- og fedtfang, Kontruktioner","PE",60,6800,6800,6800,{"$f":"IF($D$61=\"\",IF($E$61>0,\"Ny data\",IF($E$61=\"\",\"\",0)),IF($D$61=0,IF($E$61=0,0,\"Ny data\"),($E$61-$D$61)/$D$61))","v":0},{"$f":"IF($E$61=\"\",IF($F$61>0,\"Ny data\",IF($F$61=\"\",\"\",0)),IF($E$61=0,IF($F$61=0,0,\"Ny data\"),($F$61-$E$61)/$E$61))","v":0}]
["Sand- og fedtfang, Mek/EL","PE",20,6800,6800,6800,{"$f":"IF($D$62=\"\",IF($E$62>0,\"Ny data\",IF($E$62=\"\",\"\",0)),IF($D$62=0,IF($E$62=0,0,\"Ny data\"),($E$62-$D$62)/$D$62))","v":0},{"$f":"IF($E$62=\"\",IF($F$62>0,\"Ny data\",IF($F$62=\"\",\"\",0)),IF($E$62=0,IF($F$62=0,0,\"Ny data\"),($F$62-$E$62)/$E$62))","v":0}]
["Sand- og fedtfang, SRO","PE",10,6800,6800,6800,{"$f":"IF($D$63=\"\",IF($E$63>0,\"Ny data\",IF($E$63=\"\",\"\",0)),IF($D$63=0,IF($E$63=0,0,\"Ny data\"),($E$63-$D$63)/$D$63))","v":0},{"$f":"IF($E$63=\"\",IF($F$63>0,\"Ny data\",IF($F$63=\"\",\"\",0)),IF($E$63=0,IF($F$63=0,0,\"Ny data\"),($F$63-$E$63)/$E$63))","v":0}]
["Forklaring, Konstruktioner","PE",60,6800,6800,6800,{"$f":"IF($D$64=\"\",IF($E$64>0,\"Ny data\",IF($E$64=\"\",\"\",0)),IF($D$64=0,IF($E$64=0,0,\"Ny data\"),($E$64-$D$64)/$D$64))","v":0},{"$f":"IF($E$64=\"\",IF($F$64>0,\"Ny data\",IF($F$64=\"\",\"\",0)),IF($E$64=0,IF($F$64=0,0,\"Ny data\"),($F$64-$E$64)/$E$64))","v":0}]
["Forklaring, Mek/EL","PE",20,6800,6800,6800,{"$f":"IF($D$65=\"\",IF($E$65>0,\"Ny data\",IF($E$65=\"\",\"\",0)),IF($D$65=0,IF($E$65=0,0,\"Ny data\"),($E$65-$D$65)/$D$65))","v":0},{"$f":"IF($E$65=\"\",IF($F$65>0,\"Ny data\",IF($F$65=\"\",\"\",0)),IF($E$65=0,IF($F$65=0,0,\"Ny data\"),($F$65-$E$65)/$E$65))","v":0}]
["Forklaring, SRO","PE",10,6800,6800,6800,{"$f":"IF($D$66=\"\",IF($E$66>0,\"Ny data\",IF($E$66=\"\",\"\",0)),IF($D$66=0,IF($E$66=0,0,\"Ny data\"),($E$66-$D$66)/$D$66))","v":0},{"$f":"IF($E$66=\"\",IF($F$66>0,\"Ny data\",IF($F$66=\"\",\"\",0)),IF($E$66=0,IF($F$66=0,0,\"Ny data\"),($F$66-$E$66)/$E$66))","v":0}]
["Beluftningstanke, Konstruktioner","PE",60,6800,6800,6800,{"$f":"IF($D$67=\"\",IF($E$67>0,\"Ny data\",IF($E$67=\"\",\"\",0)),IF($D$67=0,IF($E$67=0,0,\"Ny data\"),($E$67-$D$67)/$D$67))","v":0},{"$f":"IF($E$67=\"\",IF($F$67>0,\"Ny data\",IF($F$67=\"\",\"\",0)),IF($E$67=0,IF($F$67=0,0,\"Ny data\"),($F$67-$E$67)/$E$67))","v":0}]
["Beluftningstanke, Mek/EL","PE",20,6800,6800,6800,{"$f":"IF($D$68=\"\",IF($E$68>0,\"Ny data\",IF($E$68=\"\",\"\",0)),IF($D$68=0,IF($E$68=0,0,\"Ny data\"),($E$68-$D$68)/$D$68))","v":0},{"$f":"IF($E$68=\"\",IF($F$68>0,\"Ny data\",IF($F$68=\"\",\"\",0)),IF($E$68=0,IF($F$68=0,0,\"Ny data\"),($F$68-$E$68)/$E$68))","v":0}]
["Beluftningstanke, SRO","PE",10,6800,6800,6800,{"$f":"IF($D$69=\"\",IF($E$69>0,\"Ny data\",IF($E$69=\"\",\"\",0)),IF($D$69=0,IF($E$69=0,0,\"Ny data\"),($E$69-$D$69)/$D$69))","v":0},{"$f":"IF($E$69=\"\",IF($F$69>0,\"Ny data\",IF($F$69=\"\",\"\",0)),IF($E$69=0,IF($F$69=0,0,\"Ny data\"),($F$69-$E$69)/$E$69))","v":0}]
["Efterklaringstanke, Konstruktioner","PE",60,6800,6800,6800,{"$f":"IF($D$70=\"\",IF($E$70>0,\"Ny data\",IF($E$70=\"\",\"\",0)),IF($D$70=0,IF($E$70=0,0,\"Ny data\"),($E$70-$D$70)/$D$70))","v":0},{"$f":"IF($E$70=\"\",IF($F$70>0,\"Ny data\",IF($F$70=\"\",\"\",0)),IF($E$70=0,IF($F$70=0,0,\"Ny data\"),($F$70-$E$70)/$E$70))","v":0}]
["Efterklaringstanke, Mek/El","PE",20,6800,6800,6800,{"$f":"IF($D$71=\"\",IF($E$71>0,\"Ny data\",IF($E$71=\"\",\"\",0)),IF($D$71=0,IF($E$71=0,0,\"Ny data\"),($E$71-$D$71)/$D$71))","v":0},{"$f":"IF($E$71=\"\",IF($F$71>0,\"Ny data\",IF($F$71=\"\",\"\",0)),IF($E$71=0,IF($F$71=0,0,\"Ny data\"),($F$71-$E$71)/$E$71))","v":0}]
["Efterklaringstanke, SRO","PE",10,6800,6800,6800,{"$f":"IF($D$72=\"\",IF($E$72>0,\"Ny data\",IF($E$72=\"\",\"\",0)),IF($D$72=0,IF($E$72=0,0,\"Ny data\"),($E$72-$D$72)/$D$72))","v":0},{"$f":"IF($E$72=\"\",IF($F$72>0,\"Ny data\",IF($F$72=\"\",\"\",0)),IF($E$72=0,IF($F$72=0,0,\"Ny data\"),($F$72-$E$72)/$E$72))","v":0}]
["Efterbehandlingsanlæg (sandfilter), Konstruktioner","PE",60,6800,6800,6800,{"$f":"IF($D$73=\"\",IF($E$73>0,\"Ny data\",IF($E$73=\"\",\"\",0)),IF($D$73=0,IF($E$73=0,0,\"Ny data\"),($E$73-$D$73)/$D$73))","v":0},{"$f":"IF($E$73=\"\",IF($F$73>0,\"Ny data\",IF($F$73=\"\",\"\",0)),IF($E$73=0,IF($F$73=0,0,\"Ny data\"),($F$73-$E$73)/$E$73))","v":0}]
["Efterbehandlingsanlæg (sandfilter), Mek/EL","PE",20,6800,6800,6800,{"$f":"IF($D$74=\"\",IF($E$74>0,\"Ny data\",IF($E$74=\"\",\"\",0)),IF($D$74=0,IF($E$74=0,0,\"Ny data\"),($E$74-$D$74)/$D$74))","v":0},{"$f":"IF($E$74=\"\",IF($F$74>0,\"Ny data\",IF($F$74=\"\",\"\",0)),IF($E$74=0,IF($F$74=0,0,\"Ny data\"),($F$74-$E$74)/$E$74))","v":0}]
["Efterbehandlingsanlæg (sandfilter), SRO","PE",10,6800,6800,6800,{"$f":"IF($D$75=\"\",IF($E$75>0,\"Ny data\",IF($E$75=\"\",\"\",0)),IF($D$75=0,IF($E$75=0,0,\"Ny data\"),($E$75-$D$75)/$D$75))","v":0},{"$f":"IF($E$75=\"\",IF($F$75>0,\"Ny data\",IF($F$75=\"\",\"\",0)),IF($E$75=0,IF($F$75=0,0,\"Ny data\"),($F$75-$E$75)/$E$75))","v":0}]
["Renseanlæg >= 5.000 PE, Slambehandling",null,null,null,null,null,{"$f":"IF($D$76=\"\",IF($E$76>0,\"Ny data\",IF($E$76=\"\",\"\",0)),IF($D$76=0,IF($E$76=0,0,\"Ny data\"),($E$76-$D$76)/$D$76))","v":""},{"$f":"IF($E$76=\"\",IF($F$76>0,\"Ny data\",IF($F$76=\"\",\"\",0)),IF($E$76=0,IF($F$76=0,0,\"Ny data\"),($F$76-$E$76)/$E$76))","v":""}]
["Forafvanding, slam, Konstruktion","PE",60,0,0,0,{"$f":"IF($D$77=\"\",IF($E$77>0,\"Ny data\",IF($E$77=\"\",\"\",0)),IF($D$77=0,IF($E$77=0,0,\"Ny data\"),($E$77-$D$77)/$D$77))","v":0},{"$f":"IF($E$77=\"\",IF($F$77>0,\"Ny data\",IF($F$77=\"\",\"\",0)),IF($E$77=0,IF($F$77=0,0,\"Ny data\"),($F$77-$E$77)/$E$77))","v":0}]
["Forafvanding, slam, Mek/EL","PE",20,0,0,0,{"$f":"IF($D$78=\"\",IF($E$78>0,\"Ny data\",IF($E$78=\"\",\"\",0)),IF($D$78=0,IF($E$78=0,0,\"Ny data\"),($E$78-$D$78)/$D$78))","v":0},{"$f":"IF($E$78=\"\",IF($F$78>0,\"Ny data\",IF($F$78=\"\",\"\",0)),IF($E$78=0,IF($F$78=0,0,\"Ny data\"),($F$78-$E$78)/$E$78))","v":0}]
["Forafvanding, slam, SRO","PE",10,0,0,0,{"$f":"IF($D$79=\"\",IF($E$79>0,\"Ny data\",IF($E$79=\"\",\"\",0)),IF($D$79=0,IF($E$79=0,0,\"Ny data\"),($E$79-$D$79)/$D$79))","v":0},{"$f":"IF($E$79=\"\",IF($F$79>0,\"Ny data\",IF($F$79=\"\",\"\",0)),IF($E$79=0,IF($F$79=0,0,\"Ny data\"),($F$79-$E$79)/$E$79))","v":0}]
["Rådnetanke, slam, Konstruktioner","PE",60,0,0,0,{"$f":"IF($D$80=\"\",IF($E$80>0,\"Ny data\",IF($E$80=\"\",\"\",0)),IF($D$80=0,IF($E$80=0,0,\"Ny data\"),($E$80-$D$80)/$D$80))","v":0},{"$f":"IF($E$80=\"\",IF($F$80>0,\"Ny data\",IF($F$80=\"\",\"\",0)),IF($E$80=0,IF($F$80=0,0,\"Ny data\"),($F$80-$E$80)/$E$80))","v":0}]
["Rådnetanke, slam, Mek/EL","PE",20,0,0,0,{"$f":"IF($D$81=\"\",IF($E$81>0,\"Ny data\",IF($E$81=\"\",\"\",0)),IF($D$81=0,IF($E$81=0,0,\"Ny data\"),($E$81-$D$81)/$D$81))","v":0},{"$f":"IF($E$81=\"\",IF($F$81>0,\"Ny data\",IF($F$81=\"\",\"\",0)),IF($E$81=0,IF($F$81=0,0,\"Ny data\"),($F$81-$E$81)/$E$81))","v":0}]
["Rådnetanke, slam, SRO","PE",10,0,0,0,{"$f":"IF($D$82=\"\",IF($E$82>0,\"Ny data\",IF($E$82=\"\",\"\",0)),IF($D$82=0,IF($E$82=0,0,\"Ny data\"),($E$82-$D$82)/$D$82))","v":0},{"$f":"IF($E$82=\"\",IF($F$82>0,\"Ny data\",IF($F$82=\"\",\"\",0)),IF($E$82=0,IF($F$82=0,0,\"Ny data\"),($F$82-$E$82)/$E$82))","v":0}]
["Gasdisponering, Konstruktioner","PE",60,0,0,0,{"$f":"IF($D$83=\"\",IF($E$83>0,\"Ny data\",IF($E$83=\"\",\"\",0)),IF($D$83=0,IF($E$83=0,0,\"Ny data\"),($E$83-$D$83)/$D$83))","v":0},{"$f":"IF($E$83=\"\",IF($F$83>0,\"Ny data\",IF($F$83=\"\",\"\",0)),IF($E$83=0,IF($F$83=0,0,\"Ny data\"),($F$83-$E$83)/$E$83))","v":0}]
["Gasdisponering, Mek/EL","PE",20,0,0,0,{"$f":"IF($D$84=\"\",IF($E$84>0,\"Ny data\",IF($E$84=\"\",\"\",0)),IF($D$84=0,IF($E$84=0,0,\"Ny data\"),($E$84-$D$84)/$D$84))","v":0},{"$f":"IF($E$84=\"\",IF($F$84>0,\"Ny data\",IF($F$84=\"\",\"\",0)),IF($E$84=0,IF($F$84=0,0,\"Ny data\"),($F$84-$E$84)/$E$84))","v":0}]
["Gasdisponering, SRO","PE",10,0,0,0,{"$f":"IF($D$85=\"\",IF($E$85>0,\"Ny data\",IF($E$85=\"\",\"\",0)),IF($D$85=0,IF($E$85=0,0,\"Ny data\"),($E$85-$D$85)/$D$85))","v":0},{"$f":"IF($E$85=\"\",IF($F$85>0,\"Ny data\",IF($F$85=\"\",\"\",0)),IF($E$85=0,IF($F$85=0,0,\"Ny data\"),($F$85-$E$85)/$E$85))","v":0}]
["Gasdisponering - elproduktionsanlæg, Konstruktioner","PE",60,0,0,0,{"$f":"IF($D$86=\"\",IF($E$86>0,\"Ny data\",IF($E$86=\"\",\"\",0)),IF($D$86=0,IF($E$86=0,0,\"Ny data\"),($E$86-$D$86)/$D$86))","v":0},{"$f":"IF($E$86=\"\",IF($F$86>0,\"Ny data\",IF($F$86=\"\",\"\",0)),IF($E$86=0,IF($F$86=0,0,\"Ny data\"),($F$86-$E$86)/$E$86))","v":0}]
["Gasdisponering - elproduktionsanlæg, Mek/EL","PE",20,0,0,0,{"$f":"IF($D$87=\"\",IF($E$87>0,\"Ny data\",IF($E$87=\"\",\"\",0)),IF($D$87=0,IF($E$87=0,0,\"Ny data\"),($E$87-$D$87)/$D$87))","v":0},{"$f":"IF($E$87=\"\",IF($F$87>0,\"Ny data\",IF($F$87=\"\",\"\",0)),IF($E$87=0,IF($F$87=0,0,\"Ny data\"),($F$87-$E$87)/$E$87))","v":0}]
["Gasdisponering - elproduktionsanlæg, SRO","PE",10,0,0,0,{"$f":"IF($D$88=\"\",IF($E$88>0,\"Ny data\",IF($E$88=\"\",\"\",0)),IF($D$88=0,IF($E$88=0,0,\"Ny data\"),($E$88-$D$88)/$D$88))","v":0},{"$f":"IF($E$88=\"\",IF($F$88>0,\"Ny data\",IF($F$88=\"\",\"\",0)),IF($E$88=0,IF($F$88=0,0,\"Ny data\"),($F$88-$E$88)/$E$88))","v":0}]
["Slutafvanding, slam - lavteknologisk (slambede), Konstruktioner","PE",60,0,0,0,{"$f":"IF($D$89=\"\",IF($E$89>0,\"Ny data\",IF($E$89=\"\",\"\",0)),IF($D$89=0,IF($E$89=0,0,\"Ny data\"),($E$89-$D$89)/$D$89))","v":0},{"$f":"IF($E$89=\"\",IF($F$89>0,\"Ny data\",IF($F$89=\"\",\"\",0)),IF($E$89=0,IF($F$89=0,0,\"Ny data\"),($F$89-$E$89)/$E$89))","v":0}]
["Slutafvanding, slam - lavteknologisk (slambede), Mek/EL","PE",20,0,0,0,{"$f":"IF($D$90=\"\",IF($E$90>0,\"Ny data\",IF($E$90=\"\",\"\",0)),IF($D$90=0,IF($E$90=0,0,\"Ny data\"),($E$90-$D$90)/$D$90))","v":0},{"$f":"IF($E$90=\"\",IF($F$90>0,\"Ny data\",IF($F$90=\"\",\"\",0)),IF($E$90=0,IF($F$90=0,0,\"Ny data\"),($F$90-$E$90)/$E$90))","v":0}]
["Slutafvanding, slam - lavteknologisk (slambede), SRO","PE",10,0,0,0,{"$f":"IF($D$91=\"\",IF($E$91>0,\"Ny data\",IF($E$91=\"\",\"\",0)),IF($D$91=0,IF($E$91=0,0,\"Ny data\"),($E$91-$D$91)/$D$91))","v":0},{"$f":"IF($E$91=\"\",IF($F$91>0,\"Ny data\",IF($F$91=\"\",\"\",0)),IF($E$91=0,IF($F$91=0,0,\"Ny data\"),($F$91-$E$91)/$E$91))","v":0}]
["Slutafvanding, slam - højteknologisk (centrifuger), Konstruktioner","PE",60,0,0,0,{"$f":"IF($D$92=\"\",IF($E$92>0,\"Ny data\",IF($E$92=\"\",\"\",0)),IF($D$92=0,IF($E$92=0,0,\"Ny data\"),($E$92-$D$92)/$D$92))","v":0},{"$f":"IF($E$92=\"\",IF($F$92>0,\"Ny data\",IF($F$92=\"\",\"\",0)),IF($E$92=0,IF($F$92=0,0,\"Ny data\"),($F$92-$E$92)/$E$92))","v":0}]
["Slutafvanding, slam - højteknologisk (centrifuger), Mek/El","PE",20,0,0,0,{"$f":"IF($D$93=\"\",IF($E$93>0,\"Ny data\",IF($E$93=\"\",\"\",0)),IF($D$93=0,IF($E$93=0,0,\"Ny data\"),($E$93-$D$93)/$D$93))","v":0},{"$f":"IF($E$93=\"\",IF($F$93>0,\"Ny data\",IF($F$93=\"\",\"\",0)),IF($E$93=0,IF($F$93=0,0,\"Ny data\"),($F$93-$E$93)/$E$93))","v":0}]
["Slutafvanding, slam - højteknologisk (centrifuger), SRO","PE",10,0,0,0,{"$f":"IF($D$94=\"\",IF($E$94>0,\"Ny data\",IF($E$94=\"\",\"\",0)),IF($D$94=0,IF($E$94=0,0,\"Ny data\"),($E$94-$D$94)/$D$94))","v":0},{"$f":"IF($E$94=\"\",IF($F$94>0,\"Ny data\",IF($F$94=\"\",\"\",0)),IF($E$94=0,IF($F$94=0,0,\"Ny data\"),($F$94-$E$94)/$E$94))","v":0}]
["Renseanlæg >= 5.000 PE, Slamdisponering",null,null,null,null,null,{"$f":"IF($D$95=\"\",IF($E$95>0,\"Ny data\",IF($E$95=\"\",\"\",0)),IF($D$95=0,IF($E$95=0,0,\"Ny data\"),($E$95-$D$95)/$D$95))","v":""},{"$f":"IF($E$95=\"\",IF($F$95>0,\"Ny data\",IF($F$95=\"\",\"\",0)),IF($E$95=0,IF($F$95=0,0,\"Ny data\"),($F$95-$E$95)/$E$95))","v":""}]
["Slutdisponering, slam - lavteknologisk (slammineralisering), Konstruktioner","PE",60,6800,6800,6800,{"$f":"IF($D$96=\"\",IF($E$96>0,\"Ny data\",IF($E$96=\"\",\"\",0)),IF($D$96=0,IF($E$96=0,0,\"Ny data\"),($E$96-$D$96)/$D$96))","v":0},{"$f":"IF($E$96=\"\",IF($F$96>0,\"Ny data\",IF($F$96=\"\",\"\",0)),IF($E$96=0,IF($F$96=0,0,\"Ny data\"),($F$96-$E$96)/$E$96))","v":0}]
["Slutdisponering, slam - lavteknologisk (slammineralisering), Mek/EL","PE",20,6800,6800,6800,{"$f":"IF($D$97=\"\",IF($E$97>0,\"Ny data\",IF($E$97=\"\",\"\",0)),IF($D$97=0,IF($E$97=0,0,\"Ny data\"),($E$97-$D$97)/$D$97))","v":0},{"$f":"IF($E$97=\"\",IF($F$97>0,\"Ny data\",IF($F$97=\"\",\"\",0)),IF($E$97=0,IF($F$97=0,0,\"Ny data\"),($F$97-$E$97)/$E$97))","v":0}]
["Slutdisponering, slam - lavteknologisk (slammineralisering), SRO","PE",10,6800,6800,6800,{"$f":"IF($D$98=\"\",IF($E$98>0,\"Ny data\",IF($E$98=\"\",\"\",0)),IF($D$98=0,IF($E$98=0,0,\"Ny data\"),($E$98-$D$98)/$D$98))","v":0},{"$f":"IF($E$98=\"\",IF($F$98>0,\"Ny data\",IF($F$98=\"\",\"\",0)),IF($E$98=0,IF($F$98=0,0,\"Ny data\"),($F$98-$E$98)/$E$98))","v":0}]
["Slutdisponering, slam - højteknologisk (slamtørring), Konstruktioner","PE",60,0,0,0,{"$f":"IF($D$99=\"\",IF($E$99>0,\"Ny data\",IF($E$99=\"\",\"\",0)),IF($D$99=0,IF($E$99=0,0,\"Ny data\"),($E$99-$D$99)/$D$99))","v":0},{"$f":"IF($E$99=\"\",IF($F$99>0,\"Ny data\",IF($F$99=\"\",\"\",0)),IF($E$99=0,IF($F$99=0,0,\"Ny data\"),($F$99-$E$99)/$E$99))","v":0}]
["Slutdisponering, slam - højteknologisk (slamtørring), Mek/EL","PE",20,0,0,0,{"$f":"IF($D$100=\"\",IF($E$100>0,\"Ny data\",IF($E$100=\"\",\"\",0)),IF($D$100=0,IF($E$100=0,0,\"Ny data\"),($E$100-$D$100)/$D$100))","v":0},{"$f":"IF($E$100=\"\",IF($F$100>0,\"Ny data\",IF($F$100=\"\",\"\",0)),IF($E$100=0,IF($F$100=0,0,\"Ny data\"),($F$100-$E$100)/$E$100))","v":0}]
["Slutdisponering, slam - højteknologisk (slamtørring), SRO","PE",10,0,0,0,{"$f":"IF($D$101=\"\",IF($E$101>0,\"Ny data\",IF($E$101=\"\",\"\",0)),IF($D$101=0,IF($E$101=0,0,\"Ny data\"),($E$101-$D$101)/$D$101))","v":0},{"$f":"IF($E$101=\"\",IF($F$101>0,\"Ny data\",IF($F$101=\"\",\"\",0)),IF($E$101=0,IF($F$101=0,0,\"Ny data\"),($F$101-$E$101)/$E$101))","v":0}]
["Slutdisponering, slam - højteknologisk (slamtørring og -forbrænding), Konstruktioner","PE",60,0,0,0,{"$f":"IF($D$102=\"\",IF($E$102>0,\"Ny data\",IF($E$102=\"\",\"\",0)),IF($D$102=0,IF($E$102=0,0,\"Ny data\"),($E$102-$D$102)/$D$102))","v":0},{"$f":"IF($E$102=\"\",IF($F$102>0,\"Ny data\",IF($F$102=\"\",\"\",0)),IF($E$102=0,IF($F$102=0,0,\"Ny data\"),($F$102-$E$102)/$E$102))","v":0}]
["Slutdisponering, slam - højteknologisk (slamtørring og -forbrænding), Mek/EL","PE",20,0,0,0,{"$f":"IF($D$103=\"\",IF($E$103>0,\"Ny data\",IF($E$103=\"\",\"\",0)),IF($D$103=0,IF($E$103=0,0,\"Ny data\"),($E$103-$D$103)/$D$103))","v":0},{"$f":"IF($E$103=\"\",IF($F$103>0,\"Ny data\",IF($F$103=\"\",\"\",0)),IF($E$103=0,IF($F$103=0,0,\"Ny data\"),($F$103-$E$103)/$E$103))","v":0}]
["Slutdisponering, slam - højteknologisk (slamtørring og -forbrænding), SRO","PE",10,0,0,0,{"$f":"IF($D$104=\"\",IF($E$104>0,\"Ny data\",IF($E$104=\"\",\"\",0)),IF($D$104=0,IF($E$104=0,0,\"Ny data\"),($E$104-$D$104)/$D$104))","v":0},{"$f":"IF($E$104=\"\",IF($F$104>0,\"Ny data\",IF($F$104=\"\",\"\",0)),IF($E$104=0,IF($F$104=0,0,\"Ny data\"),($F$104-$E$104)/$E$104))","v":0}]
["Renseanlæg 3",null,null,null,null,null,{"$f":"IF($D$105=\"\",IF($E$105>0,\"Ny data\",IF($E$105=\"\",\"\",0)),IF($D$105=0,IF($E$105=0,0,\"Ny data\"),($E$105-$D$105)/$D$105))","v":""},{"$f":"IF($E$105=\"\",IF($F$105>0,\"Ny data\",IF($F$105=\"\",\"\",0)),IF($E$105=0,IF($F$105=0,0,\"Ny data\"),($F$105-$E$105)/$E$105))","v":""}]
["Mindre renseanlæg",null,null,null,null,null,{"$f":"IF($D$106=\"\",IF($E$106>0,\"Ny data\",IF($E$106=\"\",\"\",0)),IF($D$106=0,IF($E$106=0,0,\"Ny data\"),($E$106-$D$106)/$D$106))","v":""},{"$f":"IF($E$106=\"\",IF($F$106>0,\"Ny data\",IF($F$106=\"\",\"\",0)),IF($E$106=0,IF($F$106=0,0,\"Ny data\"),($F$106-$E$106)/$E$106))","v":""}]
["Mindre renseanlæg < 5.000 PE uden mulighed for opdeling","PE",40,4650,4650,4650,{"$f":"IF($D$107=\"\",IF($E$107>0,\"Ny data\",IF($E$107=\"\",\"\",0)),IF($D$107=0,IF($E$107=0,0,\"Ny data\"),($E$107-$D$107)/$D$107))","v":0},{"$f":"IF($E$107=\"\",IF($F$107>0,\"Ny data\",IF($F$107=\"\",\"\",0)),IF($E$107=0,IF($F$107=0,0,\"Ny data\"),($F$107-$E$107)/$E$107))","v":0}]
["Renseanlæg >= 5.000 PE, Vandbehandling",null,null,null,null,null,{"$f":"IF($D$108=\"\",IF($E$108>0,\"Ny data\",IF($E$108=\"\",\"\",0)),IF($D$108=0,IF($E$108=0,0,\"Ny data\"),($E$108-$D$108)/$D$108))","v":""},{"$f":"IF($E$108=\"\",IF($F$108>0,\"Ny data\",IF($F$108=\"\",\"\",0)),IF($E$108=0,IF($F$108=0,0,\"Ny data\"),($F$108-$E$108)/$E$108))","v":""}]
["Indløb med riste, Konstruktioner","PE",60,0,0,0,{"$f":"IF($D$109=\"\",IF($E$109>0,\"Ny data\",IF($E$109=\"\",\"\",0)),IF($D$109=0,IF($E$109=0,0,\"Ny data\"),($E$109-$D$109)/$D$109))","v":0},{"$f":"IF($E$109=\"\",IF($F$109>0,\"Ny data\",IF($F$109=\"\",\"\",0)),IF($E$109=0,IF($F$109=0,0,\"Ny data\"),($F$109-$E$109)/$E$109))","v":0}]
["Indløb med riste, Mek/EL","PE",20,0,0,0,{"$f":"IF($D$110=\"\",IF($E$110>0,\"Ny data\",IF($E$110=\"\",\"\",0)),IF($D$110=0,IF($E$110=0,0,\"Ny data\"),($E$110-$D$110)/$D$110))","v":0},{"$f":"IF($E$110=\"\",IF($F$110>0,\"Ny data\",IF($F$110=\"\",\"\",0)),IF($E$110=0,IF($F$110=0,0,\"Ny data\"),($F$110-$E$110)/$E$110))","v":0}]
["Indløb med riste, SRO","PE",10,0,0,0,{"$f":"IF($D$111=\"\",IF($E$111>0,\"Ny data\",IF($E$111=\"\",\"\",0)),IF($D$111=0,IF($E$111=0,0,\"Ny data\"),($E$111-$D$111)/$D$111))","v":0},{"$f":"IF($E$111=\"\",IF($F$111>0,\"Ny data\",IF($F$111=\"\",\"\",0)),IF($E$111=0,IF($F$111=0,0,\"Ny data\"),($F$111-$E$111)/$E$111))","v":0}]
["Sand- og fedtfang, Kontruktioner","PE",60,0,0,0,{"$f":"IF($D$112=\"\",IF($E$112>0,\"Ny data\",IF($E$112=\"\",\"\",0)),IF($D$112=0,IF($E$112=0,0,\"Ny data\"),($E$112-$D$112)/$D$112))","v":0},{"$f":"IF($E$112=\"\",IF($F$112>0,\"Ny data\",IF($F$112=\"\",\"\",0)),IF($E$112=0,IF($F$112=0,0,\"Ny data\"),($F$112-$E$112)/$E$112))","v":0}]
["Sand- og fedtfang, Mek/EL","PE",20,0,0,0,{"$f":"IF($D$113=\"\",IF($E$113>0,\"Ny data\",IF($E$113=\"\",\"\",0)),IF($D$113=0,IF($E$113=0,0,\"Ny data\"),($E$113-$D$113)/$D$113))","v":0},{"$f":"IF($E$113=\"\",IF($F$113>0,\"Ny data\",IF($F$113=\"\",\"\",0)),IF($E$113=0,IF($F$113=0,0,\"Ny data\"),($F$113-$E$113)/$E$113))","v":0}]
["Sand- og fedtfang, SRO","PE",10,0,0,0,{"$f":"IF($D$114=\"\",IF($E$114>0,\"Ny data\",IF($E$114=\"\",\"\",0)),IF($D$114=0,IF($E$114=0,0,\"Ny data\"),($E$114-$D$114)/$D$114))","v":0},{"$f":"IF($E$114=\"\",IF($F$114>0,\"Ny data\",IF($F$114=\"\",\"\",0)),IF($E$114=0,IF($F$114=0,0,\"Ny data\"),($F$114-$E$114)/$E$114))","v":0}]
["Forklaring, Konstruktioner","PE",60,0,0,0,{"$f":"IF($D$115=\"\",IF($E$115>0,\"Ny data\",IF($E$115=\"\",\"\",0)),IF($D$115=0,IF($E$115=0,0,\"Ny data\"),($E$115-$D$115)/$D$115))","v":0},{"$f":"IF($E$115=\"\",IF($F$115>0,\"Ny data\",IF($F$115=\"\",\"\",0)),IF($E$115=0,IF($F$115=0,0,\"Ny data\"),($F$115-$E$115)/$E$115))","v":0}]
["Forklaring, Mek/EL","PE",20,0,0,0,{"$f":"IF($D$116=\"\",IF($E$116>0,\"Ny data\",IF($E$116=\"\",\"\",0)),IF($D$116=0,IF($E$116=0,0,\"Ny data\"),($E$116-$D$116)/$D$116))","v":0},{"$f":"IF($E$116=\"\",IF($F$116>0,\"Ny data\",IF($F$116=\"\",\"\",0)),IF($E$116=0,IF($F$116=0,0,\"Ny data\"),($F$116-$E$116)/$E$116))","v":0}]
["Forklaring, SRO","PE",10,0,0,0,{"$f":"IF($D$117=\"\",IF($E$117>0,\"Ny data\",IF($E$117=\"\",\"\",0)),IF($D$117=0,IF($E$117=0,0,\"Ny data\"),($E$117-$D$117)/$D$117))","v":0},{"$f":"IF($E$117=\"\",IF($F$117>0,\"Ny data\",IF($F$117=\"\",\"\",0)),IF($E$117=0,IF($F$117=0,0,\"Ny data\"),($F$117-$E$117)/$E$117))","v":0}]
["Beluftningstanke, Konstruktioner","PE",60,0,0,0,{"$f":"IF($D$118=\"\",IF($E$118>0,\"Ny data\",IF($E$118=\"\",\"\",0)),IF($D$118=0,IF($E$118=0,0,\"Ny data\"),($E$118-$D$118)/$D$118))","v":0},{"$f":"IF($E$118=\"\",IF($F$118>0,\"Ny data\",IF($F$118=\"\",\"\",0)),IF($E$118=0,IF($F$118=0,0,\"Ny data\"),($F$118-$E$118)/$E$118))","v":0}]
["Beluftningstanke, Mek/EL","PE",20,0,0,0,{"$f":"IF($D$119=\"\",IF($E$119>0,\"Ny data\",IF($E$119=\"\",\"\",0)),IF($D$119=0,IF($E$119=0,0,\"Ny data\"),($E$119-$D$119)/$D$119))","v":0},{"$f":"IF($E$119=\"\",IF($F$119>0,\"Ny data\",IF($F$119=\"\",\"\",0)),IF($E$119=0,IF($F$119=0,0,\"Ny data\"),($F$119-$E$119)/$E$119))","v":0}]
["Beluftningstanke, SRO","PE",10,0,0,0,{"$f":"IF($D$120=\"\",IF($E$120>0,\"Ny data\",IF($E$120=\"\",\"\",0)),IF($D$120=0,IF($E$120=0,0,\"Ny data\"),($E$120-$D$120)/$D$120))","v":0},{"$f":"IF($E$120=\"\",IF($F$120>0,\"Ny data\",IF($F$120=\"\",\"\",0)),IF($E$120=0,IF($F$120=0,0,\"Ny data\"),($F$120-$E$120)/$E$120))","v":0}]
["Efterklaringstanke, Konstruktioner","PE",60,0,0,0,{"$f":"IF($D$121=\"\",IF($E$121>0,\"Ny data\",IF($E$121=\"\",\"\",0)),IF($D$121=0,IF($E$121=0,0,\"Ny data\"),($E$121-$D$121)/$D$121))","v":0},{"$f":"IF($E$121=\"\",IF($F$121>0,\"Ny data\",IF($F$121=\"\",\"\",0)),IF($E$121=0,IF($F$121=0,0,\"Ny data\"),($F$121-$E$121)/$E$121))","v":0}]
["Efterklaringstanke, Mek/El","PE",20,0,0,0,{"$f":"IF($D$122=\"\",IF($E$122>0,\"Ny data\",IF($E$122=\"\",\"\",0)),IF($D$122=0,IF($E$122=0,0,\"Ny data\"),($E$122-$D$122)/$D$122))","v":0},{"$f":"IF($E$122=\"\",IF($F$122>0,\"Ny data\",IF($F$122=\"\",\"\",0)),IF($E$122=0,IF($F$122=0,0,\"Ny data\"),($F$122-$E$122)/$E$122))","v":0}]
["Efterklaringstanke, SRO","PE",10,0,0,0,{"$f":"IF($D$123=\"\",IF($E$123>0,\"Ny data\",IF($E$123=\"\",\"\",0)),IF($D$123=0,IF($E$123=0,0,\"Ny data\"),($E$123-$D$123)/$D$123))","v":0},{"$f":"IF($E$123=\"\",IF($F$123>0,\"Ny data\",IF($F$123=\"\",\"\",0)),IF($E$123=0,IF($F$123=0,0,\"Ny data\"),($F$123-$E$123)/$E$123))","v":0}]
["Efterbehandlingsanlæg (sandfilter), Konstruktioner","PE",60,0,0,0,{"$f":"IF($D$124=\"\",IF($E$124>0,\"Ny data\",IF($E$124=\"\",\"\",0)),IF($D$124=0,IF($E$124=0,0,\"Ny data\"),($E$124-$D$124)/$D$124))","v":0},{"$f":"IF($E$124=\"\",IF($F$124>0,\"Ny data\",IF($F$124=\"\",\"\",0)),IF($E$124=0,IF($F$124=0,0,\"Ny data\"),($F$124-$E$124)/$E$124))","v":0}]
["Efterbehandlingsanlæg (sandfilter), Mek/EL","PE",20,0,0,0,{"$f":"IF($D$125=\"\",IF($E$125>0,\"Ny data\",IF($E$125=\"\",\"\",0)),IF($D$125=0,IF($E$125=0,0,\"Ny data\"),($E$125-$D$125)/$D$125))","v":0},{"$f":"IF($E$125=\"\",IF($F$125>0,\"Ny data\",IF($F$125=\"\",\"\",0)),IF($E$125=0,IF($F$125=0,0,\"Ny data\"),($F$125-$E$125)/$E$125))","v":0}]
["Efterbehandlingsanlæg (sandfilter), SRO","PE",10,0,0,0,{"$f":"IF($D$126=\"\",IF($E$126>0,\"Ny data\",IF($E$126=\"\",\"\",0)),IF($D$126=0,IF($E$126=0,0,\"Ny data\"),($E$126-$D$126)/$D$126))","v":0},{"$f":"IF($E$126=\"\",IF($F$126>0,\"Ny data\",IF($F$126=\"\",\"\",0)),IF($E$126=0,IF($F$126=0,0,\"Ny data\"),($F$126-$E$126)/$E$126))","v":0}]
["Renseanlæg >= 5.000 PE, Slambehandling",null,null,null,null,null,{"$f":"IF($D$127=\"\",IF($E$127>0,\"Ny data\",IF($E$127=\"\",\"\",0)),IF($D$127=0,IF($E$127=0,0,\"Ny data\"),($E$127-$D$127)/$D$127))","v":""},{"$f":"IF($E$127=\"\",IF($F$127>0,\"Ny data\",IF($F$127=\"\",\"\",0)),IF($E$127=0,IF($F$127=0,0,\"Ny data\"),($F$127-$E$127)/$E$127))","v":""}]
["Forafvanding, slam, Konstruktion","PE",60,0,0,0,{"$f":"IF($D$128=\"\",IF($E$128>0,\"Ny data\",IF($E$128=\"\",\"\",0)),IF($D$128=0,IF($E$128=0,0,\"Ny data\"),($E$128-$D$128)/$D$128))","v":0},{"$f":"IF($E$128=\"\",IF($F$128>0,\"Ny data\",IF($F$128=\"\",\"\",0)),IF($E$128=0,IF($F$128=0,0,\"Ny data\"),($F$128-$E$128)/$E$128))","v":0}]
["Forafvanding, slam, Mek/EL","PE",20,0,0,0,{"$f":"IF($D$129=\"\",IF($E$129>0,\"Ny data\",IF($E$129=\"\",\"\",0)),IF($D$129=0,IF($E$129=0,0,\"Ny data\"),($E$129-$D$129)/$D$129))","v":0},{"$f":"IF($E$129=\"\",IF($F$129>0,\"Ny data\",IF($F$129=\"\",\"\",0)),IF($E$129=0,IF($F$129=0,0,\"Ny data\"),($F$129-$E$129)/$E$129))","v":0}]
["Forafvanding, slam, SRO","PE",10,0,0,0,{"$f":"IF($D$130=\"\",IF($E$130>0,\"Ny data\",IF($E$130=\"\",\"\",0)),IF($D$130=0,IF($E$130=0,0,\"Ny data\"),($E$130-$D$130)/$D$130))","v":0},{"$f":"IF($E$130=\"\",IF($F$130>0,\"Ny data\",IF($F$130=\"\",\"\",0)),IF($E$130=0,IF($F$130=0,0,\"Ny data\"),($F$130-$E$130)/$E$130))","v":0}]
["Rådnetanke, slam, Konstruktioner","PE",60,0,0,0,{"$f":"IF($D$131=\"\",IF($E$131>0,\"Ny data\",IF($E$131=\"\",\"\",0)),IF($D$131=0,IF($E$131=0,0,\"Ny data\"),($E$131-$D$131)/$D$131))","v":0},{"$f":"IF($E$131=\"\",IF($F$131>0,\"Ny data\",IF($F$131=\"\",\"\",0)),IF($E$131=0,IF($F$131=0,0,\"Ny data\"),($F$131-$E$131)/$E$131))","v":0}]
["Rådnetanke, slam, Mek/EL","PE",20,0,0,0,{"$f":"IF($D$132=\"\",IF($E$132>0,\"Ny data\",IF($E$132=\"\",\"\",0)),IF($D$132=0,IF($E$132=0,0,\"Ny data\"),($E$132-$D$132)/$D$132))","v":0},{"$f":"IF($E$132=\"\",IF($F$132>0,\"Ny data\",IF($F$132=\"\",\"\",0)),IF($E$132=0,IF($F$132=0,0,\"Ny data\"),($F$132-$E$132)/$E$132))","v":0}]
["Rådnetanke, slam, SRO","PE",10,0,0,0,{"$f":"IF($D$133=\"\",IF($E$133>0,\"Ny data\",IF($E$133=\"\",\"\",0)),IF($D$133=0,IF($E$133=0,0,\"Ny data\"),($E$133-$D$133)/$D$133))","v":0},{"$f":"IF($E$133=\"\",IF($F$133>0,\"Ny data\",IF($F$133=\"\",\"\",0)),IF($E$133=0,IF($F$133=0,0,\"Ny data\"),($F$133-$E$133)/$E$133))","v":0}]
["Gasdisponering, Konstruktioner","PE",60,0,0,0,{"$f":"IF($D$134=\"\",IF($E$134>0,\"Ny data\",IF($E$134=\"\",\"\",0)),IF($D$134=0,IF($E$134=0,0,\"Ny data\"),($E$134-$D$134)/$D$134))","v":0},{"$f":"IF($E$134=\"\",IF($F$134>0,\"Ny data\",IF($F$134=\"\",\"\",0)),IF($E$134=0,IF($F$134=0,0,\"Ny data\"),($F$134-$E$134)/$E$134))","v":0}]
["Gasdisponering, Mek/EL","PE",20,0,0,0,{"$f":"IF($D$135=\"\",IF($E$135>0,\"Ny data\",IF($E$135=\"\",\"\",0)),IF($D$135=0,IF($E$135=0,0,\"Ny data\"),($E$135-$D$135)/$D$135))","v":0},{"$f":"IF($E$135=\"\",IF($F$135>0,\"Ny data\",IF($F$135=\"\",\"\",0)),IF($E$135=0,IF($F$135=0,0,\"Ny data\"),($F$135-$E$135)/$E$135))","v":0}]
["Gasdisponering, SRO","PE",10,0,0,0,{"$f":"IF($D$136=\"\",IF($E$136>0,\"Ny data\",IF($E$136=\"\",\"\",0)),IF($D$136=0,IF($E$136=0,0,\"Ny data\"),($E$136-$D$136)/$D$136))","v":0},{"$f":"IF($E$136=\"\",IF($F$136>0,\"Ny data\",IF($F$136=\"\",\"\",0)),IF($E$136=0,IF($F$136=0,0,\"Ny data\"),($F$136-$E$136)/$E$136))","v":0}]
["Gasdisponering - elproduktionsanlæg, Konstruktioner","PE",60,0,0,0,{"$f":"IF($D$137=\"\",IF($E$137>0,\"Ny data\",IF($E$137=\"\",\"\",0)),IF($D$137=0,IF($E$137=0,0,\"Ny data\"),($E$137-$D$137)/$D$137))","v":0},{"$f":"IF($E$137=\"\",IF($F$137>0,\"Ny data\",IF($F$137=\"\",\"\",0)),IF($E$137=0,IF($F$137=0,0,\"Ny data\"),($F$137-$E$137)/$E$137))","v":0}]
["Gasdisponering - elproduktionsanlæg, Mek/EL","PE",20,0,0,0,{"$f":"IF($D$138=\"\",IF($E$138>0,\"Ny data\",IF($E$138=\"\",\"\",0)),IF($D$138=0,IF($E$138=0,0,\"Ny data\"),($E$138-$D$138)/$D$138))","v":0},{"$f":"IF($E$138=\"\",IF($F$138>0,\"Ny data\",IF($F$138=\"\",\"\",0)),IF($E$138=0,IF($F$138=0,0,\"Ny data\"),($F$138-$E$138)/$E$138))","v":0}]
["Gasdisponering - elproduktionsanlæg, SRO","PE",10,0,0,0,{"$f":"IF($D$139=\"\",IF($E$139>0,\"Ny data\",IF($E$139=\"\",\"\",0)),IF($D$139=0,IF($E$139=0,0,\"Ny data\"),($E$139-$D$139)/$D$139))","v":0},{"$f":"IF($E$139=\"\",IF($F$139>0,\"Ny data\",IF($F$139=\"\",\"\",0)),IF($E$139=0,IF($F$139=0,0,\"Ny data\"),($F$139-$E$139)/$E$139))","v":0}]
["Slutafvanding, slam - lavteknologisk (slambede), Konstruktioner","PE",60,0,0,0,{"$f":"IF($D$140=\"\",IF($E$140>0,\"Ny data\",IF($E$140=\"\",\"\",0)),IF($D$140=0,IF($E$140=0,0,\"Ny data\"),($E$140-$D$140)/$D$140))","v":0},{"$f":"IF($E$140=\"\",IF($F$140>0,\"Ny data\",IF($F$140=\"\",\"\",0)),IF($E$140=0,IF($F$140=0,0,\"Ny data\"),($F$140-$E$140)/$E$140))","v":0}]
["Slutafvanding, slam - lavteknologisk (slambede), Mek/EL","PE",20,0,0,0,{"$f":"IF($D$141=\"\",IF($E$141>0,\"Ny data\",IF($E$141=\"\",\"\",0)),IF($D$141=0,IF($E$141=0,0,\"Ny data\"),($E$141-$D$141)/$D$141))","v":0},{"$f":"IF($E$141=\"\",IF($F$141>0,\"Ny data\",IF($F$141=\"\",\"\",0)),IF($E$141=0,IF($F$141=0,0,\"Ny data\"),($F$141-$E$141)/$E$141))","v":0}]
["Slutafvanding, slam - lavteknologisk (slambede), SRO","PE",10,0,0,0,{"$f":"IF($D$142=\"\",IF($E$142>0,\"Ny data\",IF($E$142=\"\",\"\",0)),IF($D$142=0,IF($E$142=0,0,\"Ny data\"),($E$142-$D$142)/$D$142))","v":0},{"$f":"IF($E$142=\"\",IF($F$142>0,\"Ny data\",IF($F$142=\"\",\"\",0)),IF($E$142=0,IF($F$142=0,0,\"Ny data\"),($F$142-$E$142)/$E$142))","v":0}]
["Slutafvanding, slam - højteknologisk (centrifuger), Konstruktioner","PE",60,0,0,0,{"$f":"IF($D$143=\"\",IF($E$143>0,\"Ny data\",IF($E$143=\"\",\"\",0)),IF($D$143=0,IF($E$143=0,0,\"Ny data\"),($E$143-$D$143)/$D$143))","v":0},{"$f":"IF($E$143=\"\",IF($F$143>0,\"Ny data\",IF($F$143=\"\",\"\",0)),IF($E$143=0,IF($F$143=0,0,\"Ny data\"),($F$143-$E$143)/$E$143))","v":0}]
["Slutafvanding, slam - højteknologisk (centrifuger), Mek/El","PE",20,0,0,0,{"$f":"IF($D$144=\"\",IF($E$144>0,\"Ny data\",IF($E$144=\"\",\"\",0)),IF($D$144=0,IF($E$144=0,0,\"Ny data\"),($E$144-$D$144)/$D$144))","v":0},{"$f":"IF($E$144=\"\",IF($F$144>0,\"Ny data\",IF($F$144=\"\",\"\",0)),IF($E$144=0,IF($F$144=0,0,\"Ny data\"),($F$144-$E$144)/$E$144))","v":0}]
["Slutafvanding, slam - højteknologisk (centrifuger), SRO","PE",10,0,0,0,{"$f":"IF($D$145=\"\",IF($E$145>0,\"Ny data\",IF($E$145=\"\",\"\",0)),IF($D$145=0,IF($E$145=0,0,\"Ny data\"),($E$145-$D$145)/$D$145))","v":0},{"$f":"IF($E$145=\"\",IF($F$145>0,\"Ny data\",IF($F$145=\"\",\"\",0)),IF($E$145=0,IF($F$145=0,0,\"Ny data\"),($F$145-$E$145)/$E$145))","v":0}]
["Renseanlæg >= 5.000 PE, Slamdisponering",null,null,null,null,null,{"$f":"IF($D$146=\"\",IF($E$146>0,\"Ny data\",IF($E$146=\"\",\"\",0)),IF($D$146=0,IF($E$146=0,0,\"Ny data\"),($E$146-$D$146)/$D$146))","v":""},{"$f":"IF($E$146=\"\",IF($F$146>0,\"Ny data\",IF($F$146=\"\",\"\",0)),IF($E$146=0,IF($F$146=0,0,\"Ny data\"),($F$146-$E$146)/$E$146))","v":""}]
["Slutdisponering, slam - lavteknologisk (slammineralisering), Konstruktioner","PE",60,0,0,0,{"$f":"IF($D$147=\"\",IF($E$147>0,\"Ny data\",IF($E$147=\"\",\"\",0)),IF($D$147=0,IF($E$147=0,0,\"Ny data\"),($E$147-$D$147)/$D$147))","v":0},{"$f":"IF($E$147=\"\",IF($F$147>0,\"Ny data\",IF($F$147=\"\",\"\",0)),IF($E$147=0,IF($F$147=0,0,\"Ny data\"),($F$147-$E$147)/$E$147))","v":0}]
["Slutdisponering, slam - lavteknologisk (slammineralisering), Mek/EL","PE",20,0,0,0,{"$f":"IF($D$148=\"\",IF($E$148>0,\"Ny data\",IF($E$148=\"\",\"\",0)),IF($D$148=0,IF($E$148=0,0,\"Ny data\"),($E$148-$D$148)/$D$148))","v":0},{"$f":"IF($E$148=\"\",IF($F$148>0,\"Ny data\",IF($F$148=\"\",\"\",0)),IF($E$148=0,IF($F$148=0,0,\"Ny data\"),($F$148-$E$148)/$E$148))","v":0}]
["Slutdisponering, slam - lavteknologisk (slammineralisering), SRO","PE",10,0,0,0,{"$f":"IF($D$149=\"\",IF($E$149>0,\"Ny data\",IF($E$149=\"\",\"\",0)),IF($D$149=0,IF($E$149=0,0,\"Ny data\"),($E$149-$D$149)/$D$149))","v":0},{"$f":"IF($E$149=\"\",IF($F$149>0,\"Ny data\",IF($F$149=\"\",\"\",0)),IF($E$149=0,IF($F$149=0,0,\"Ny data\"),($F$149-$E$149)/$E$149))","v":0}]
["Slutdisponering, slam - højteknologisk (slamtørring), Konstruktioner","PE",60,0,0,0,{"$f":"IF($D$150=\"\",IF($E$150>0,\"Ny data\",IF($E$150=\"\",\"\",0)),IF($D$150=0,IF($E$150=0,0,\"Ny data\"),($E$150-$D$150)/$D$150))","v":0},{"$f":"IF($E$150=\"\",IF($F$150>0,\"Ny data\",IF($F$150=\"\",\"\",0)),IF($E$150=0,IF($F$150=0,0,\"Ny data\"),($F$150-$E$150)/$E$150))","v":0}]
["Slutdisponering, slam - højteknologisk (slamtørring), Mek/EL","PE",20,0,0,0,{"$f":"IF($D$151=\"\",IF($E$151>0,\"Ny data\",IF($E$151=\"\",\"\",0)),IF($D$151=0,IF($E$151=0,0,\"Ny data\"),($E$151-$D$151)/$D$151))","v":0},{"$f":"IF($E$151=\"\",IF($F$151>0,\"Ny data\",IF($F$151=\"\",\"\",0)),IF($E$151=0,IF($F$151=0,0,\"Ny data\"),($F$151-$E$151)/$E$151))","v":0}]
["Slutdisponering, slam - højteknologisk (slamtørring), SRO","PE",10,0,0,0,{"$f":"IF($D$152=\"\",IF($E$152>0,\"Ny data\",IF($E$152=\"\",\"\",0)),IF($D$152=0,IF($E$152=0,0,\"Ny data\"),($E$152-$D$152)/$D$152))","v":0},{"$f":"IF($E$152=\"\",IF($F$152>0,\"Ny data\",IF($F$152=\"\",\"\",0)),IF($E$152=0,IF($F$152=0,0,\"Ny data\"),($F$152-$E$152)/$E$152))","v":0}]
["Slutdisponering, slam - højteknologisk (slamtørring og -forbrænding), Konstruktioner","PE",60,0,0,0,{"$f":"IF($D$153=\"\",IF($E$153>0,\"Ny data\",IF($E$153=\"\",\"\",0)),IF($D$153=0,IF($E$153=0,0,\"Ny data\"),($E$153-$D$153)/$D$153))","v":0},{"$f":"IF($E$153=\"\",IF($F$153>0,\"Ny data\",IF($F$153=\"\",\"\",0)),IF($E$153=0,IF($F$153=0,0,\"Ny data\"),($F$153-$E$153)/$E$153))","v":0}]
["Slutdisponering, slam - højteknologisk (slamtørring og -forbrænding), Mek/EL","PE",20,0,0,0,{"$f":"IF($D$154=\"\",IF($E$154>0,\"Ny data\",IF($E$154=\"\",\"\",0)),IF($D$154=0,IF($E$154=0,0,\"Ny data\"),($E$154-$D$154)/$D$154))","v":0},{"$f":"IF($E$154=\"\",IF($F$154>0,\"Ny data\",IF($F$154=\"\",\"\",0)),IF($E$154=0,IF($F$154=0,0,\"Ny data\"),($F$154-$E$154)/$E$154))","v":0}]
["Slutdisponering, slam - højteknologisk (slamtørring og -forbrænding), SRO","PE",10,0,0,0,{"$f":"IF($D$155=\"\",IF($E$155>0,\"Ny data\",IF($E$155=\"\",\"\",0)),IF($D$155=0,IF($E$155=0,0,\"Ny data\"),($E$155-$D$155)/$D$155))","v":0},{"$f":"IF($E$155=\"\",IF($F$155>0,\"Ny data\",IF($F$155=\"\",\"\",0)),IF($E$155=0,IF($F$155=0,0,\"Ny data\"),($F$155-$E$155)/$E$155))","v":0}]
["Renseanlæg 4",null,null,null,null,null,{"$f":"IF($D$156=\"\",IF($E$156>0,\"Ny data\",IF($E$156=\"\",\"\",0)),IF($D$156=0,IF($E$156=0,0,\"Ny data\"),($E$156-$D$156)/$D$156))","v":""},{"$f":"IF($E$156=\"\",IF($F$156>0,\"Ny data\",IF($F$156=\"\",\"\",0)),IF($E$156=0,IF($F$156=0,0,\"Ny data\"),($F$156-$E$156)/$E$156))","v":""}]
["Mindre renseanlæg",null,null,null,null,null,{"$f":"IF($D$157=\"\",IF($E$157>0,\"Ny data\",IF($E$157=\"\",\"\",0)),IF($D$157=0,IF($E$157=0,0,\"Ny data\"),($E$157-$D$157)/$D$157))","v":""},{"$f":"IF($E$157=\"\",IF($F$157>0,\"Ny data\",IF($F$157=\"\",\"\",0)),IF($E$157=0,IF($F$157=0,0,\"Ny data\"),($F$157-$E$157)/$E$157))","v":""}]
["Mindre renseanlæg < 5.000 PE uden mulighed for opdeling","PE",40,2500,2500,2500,{"$f":"IF($D$158=\"\",IF($E$158>0,\"Ny data\",IF($E$158=\"\",\"\",0)),IF($D$158=0,IF($E$158=0,0,\"Ny data\"),($E$158-$D$158)/$D$158))","v":0},{"$f":"IF($E$158=\"\",IF($F$158>0,\"Ny data\",IF($F$158=\"\",\"\",0)),IF($E$158=0,IF($F$158=0,0,\"Ny data\"),($F$158-$E$158)/$E$158))","v":0}]
["Renseanlæg >= 5.000 PE, Vandbehandling",null,null,null,null,null,{"$f":"IF($D$159=\"\",IF($E$159>0,\"Ny data\",IF($E$159=\"\",\"\",0)),IF($D$159=0,IF($E$159=0,0,\"Ny data\"),($E$159-$D$159)/$D$159))","v":""},{"$f":"IF($E$159=\"\",IF($F$159>0,\"Ny data\",IF($F$159=\"\",\"\",0)),IF($E$159=0,IF($F$159=0,0,\"Ny data\"),($F$159-$E$159)/$E$159))","v":""}]
["Indløb med riste, Konstruktioner","PE",60,0,0,0,{"$f":"IF($D$160=\"\",IF($E$160>0,\"Ny data\",IF($E$160=\"\",\"\",0)),IF($D$160=0,IF($E$160=0,0,\"Ny data\"),($E$160-$D$160)/$D$160))","v":0},{"$f":"IF($E$160=\"\",IF($F$160>0,\"Ny data\",IF($F$160=\"\",\"\",0)),IF($E$160=0,IF($F$160=0,0,\"Ny data\"),($F$160-$E$160)/$E$160))","v":0}]
["Indløb med riste, Mek/EL","PE",20,0,0,0,{"$f":"IF($D$161=\"\",IF($E$161>0,\"Ny data\",IF($E$161=\"\",\"\",0)),IF($D$161=0,IF($E$161=0,0,\"Ny data\"),($E$161-$D$161)/$D$161))","v":0},{"$f":"IF($E$161=\"\",IF($F$161>0,\"Ny data\",IF($F$161=\"\",\"\",0)),IF($E$161=0,IF($F$161=0,0,\"Ny data\"),($F$161-$E$161)/$E$161))","v":0}]
["Indløb med riste, SRO","PE",10,0,0,0,{"$f":"IF($D$162=\"\",IF($E$162>0,\"Ny data\",IF($E$162=\"\",\"\",0)),IF($D$162=0,IF($E$162=0,0,\"Ny data\"),($E$162-$D$162)/$D$162))","v":0},{"$f":"IF($E$162=\"\",IF($F$162>0,\"Ny data\",IF($F$162=\"\",\"\",0)),IF($E$162=0,IF($F$162=0,0,\"Ny data\"),($F$162-$E$162)/$E$162))","v":0}]
["Sand- og fedtfang, Kontruktioner","PE",60,0,0,0,{"$f":"IF($D$163=\"\",IF($E$163>0,\"Ny data\",IF($E$163=\"\",\"\",0)),IF($D$163=0,IF($E$163=0,0,\"Ny data\"),($E$163-$D$163)/$D$163))","v":0},{"$f":"IF($E$163=\"\",IF($F$163>0,\"Ny data\",IF($F$163=\"\",\"\",0)),IF($E$163=0,IF($F$163=0,0,\"Ny data\"),($F$163-$E$163)/$E$163))","v":0}]
["Sand- og fedtfang, Mek/EL","PE",20,0,0,0,{"$f":"IF($D$164=\"\",IF($E$164>0,\"Ny data\",IF($E$164=\"\",\"\",0)),IF($D$164=0,IF($E$164=0,0,\"Ny data\"),($E$164-$D$164)/$D$164))","v":0},{"$f":"IF($E$164=\"\",IF($F$164>0,\"Ny data\",IF($F$164=\"\",\"\",0)),IF($E$164=0,IF($F$164=0,0,\"Ny data\"),($F$164-$E$164)/$E$164))","v":0}]
["Sand- og fedtfang, SRO","PE",10,0,0,0,{"$f":"IF($D$165=\"\",IF($E$165>0,\"Ny data\",IF($E$165=\"\",\"\",0)),IF($D$165=0,IF($E$165=0,0,\"Ny data\"),($E$165-$D$165)/$D$165))","v":0},{"$f":"IF($E$165=\"\",IF($F$165>0,\"Ny data\",IF($F$165=\"\",\"\",0)),IF($E$165=0,IF($F$165=0,0,\"Ny data\"),($F$165-$E$165)/$E$165))","v":0}]
["Forklaring, Konstruktioner","PE",60,0,0,0,{"$f":"IF($D$166=\"\",IF($E$166>0,\"Ny data\",IF($E$166=\"\",\"\",0)),IF($D$166=0,IF($E$166=0,0,\"Ny data\"),($E$166-$D$166)/$D$166))","v":0},{"$f":"IF($E$166=\"\",IF($F$166>0,\"Ny data\",IF($F$166=\"\",\"\",0)),IF($E$166=0,IF($F$166=0,0,\"Ny data\"),($F$166-$E$166)/$E$166))","v":0}]
["Forklaring, Mek/EL","PE",20,0,0,0,{"$f":"IF($D$167=\"\",IF($E$167>0,\"Ny data\",IF($E$167=\"\",\"\",0)),IF($D$167=0,IF($E$167=0,0,\"Ny data\"),($E$167-$D$167)/$D$167))","v":0},{"$f":"IF($E$167=\"\",IF($F$167>0,\"Ny data\",IF($F$167=\"\",\"\",0)),IF($E$167=0,IF($F$167=0,0,\"Ny data\"),($F$167-$E$167)/$E$167))","v":0}]
["Forklaring, SRO","PE",10,0,0,0,{"$f":"IF($D$168=\"\",IF($E$168>0,\"Ny data\",IF($E$168=\"\",\"\",0)),IF($D$168=0,IF($E$168=0,0,\"Ny data\"),($E$168-$D$168)/$D$168))","v":0},{"$f":"IF($E$168=\"\",IF($F$168>0,\"Ny data\",IF($F$168=\"\",\"\",0)),IF($E$168=0,IF($F$168=0,0,\"Ny data\"),($F$168-$E$168)/$E$168))","v":0}]
["Beluftningstanke, Konstruktioner","PE",60,0,0,0,{"$f":"IF($D$169=\"\",IF($E$169>0,\"Ny data\",IF($E$169=\"\",\"\",0)),IF($D$169=0,IF($E$169=0,0,\"Ny data\"),($E$169-$D$169)/$D$169))","v":0},{"$f":"IF($E$169=\"\",IF($F$169>0,\"Ny data\",IF($F$169=\"\",\"\",0)),IF($E$169=0,IF($F$169=0,0,\"Ny data\"),($F$169-$E$169)/$E$169))","v":0}]
["Beluftningstanke, Mek/EL","PE",20,0,0,0,{"$f":"IF($D$170=\"\",IF($E$170>0,\"Ny data\",IF($E$170=\"\",\"\",0)),IF($D$170=0,IF($E$170=0,0,\"Ny data\"),($E$170-$D$170)/$D$170))","v":0},{"$f":"IF($E$170=\"\",IF($F$170>0,\"Ny data\",IF($F$170=\"\",\"\",0)),IF($E$170=0,IF($F$170=0,0,\"Ny data\"),($F$170-$E$170)/$E$170))","v":0}]
["Beluftningstanke, SRO","PE",10,0,0,0,{"$f":"IF($D$171=\"\",IF($E$171>0,\"Ny data\",IF($E$171=\"\",\"\",0)),IF($D$171=0,IF($E$171=0,0,\"Ny data\"),($E$171-$D$171)/$D$171))","v":0},{"$f":"IF($E$171=\"\",IF($F$171>0,\"Ny data\",IF($F$171=\"\",\"\",0)),IF($E$171=0,IF($F$171=0,0,\"Ny data\"),($F$171-$E$171)/$E$171))","v":0}]
["Efterklaringstanke, Konstruktioner","PE",60,0,0,0,{"$f":"IF($D$172=\"\",IF($E$172>0,\"Ny data\",IF($E$172=\"\",\"\",0)),IF($D$172=0,IF($E$172=0,0,\"Ny data\"),($E$172-$D$172)/$D$172))","v":0},{"$f":"IF($E$172=\"\",IF($F$172>0,\"Ny data\",IF($F$172=\"\",\"\",0)),IF($E$172=0,IF($F$172=0,0,\"Ny data\"),($F$172-$E$172)/$E$172))","v":0}]
["Efterklaringstanke, Mek/El","PE",20,0,0,0,{"$f":"IF($D$173=\"\",IF($E$173>0,\"Ny data\",IF($E$173=\"\",\"\",0)),IF($D$173=0,IF($E$173=0,0,\"Ny data\"),($E$173-$D$173)/$D$173))","v":0},{"$f":"IF($E$173=\"\",IF($F$173>0,\"Ny data\",IF($F$173=\"\",\"\",0)),IF($E$173=0,IF($F$173=0,0,\"Ny data\"),($F$173-$E$173)/$E$173))","v":0}]
["Efterklaringstanke, SRO","PE",10,0,0,0,{"$f":"IF($D$174=\"\",IF($E$174>0,\"Ny data\",IF($E$174=\"\",\"\",0)),IF($D$174=0,IF($E$174=0,0,\"Ny data\"),($E$174-$D$174)/$D$174))","v":0},{"$f":"IF($E$174=\"\",IF($F$174>0,\"Ny data\",IF($F$174=\"\",\"\",0)),IF($E$174=0,IF($F$174=0,0,\"Ny data\"),($F$174-$E$174)/$E$174))","v":0}]
["Efterbehandlingsanlæg (sandfilter), Konstruktioner","PE",60,0,0,0,{"$f":"IF($D$175=\"\",IF($E$175>0,\"Ny data\",IF($E$175=\"\",\"\",0)),IF($D$175=0,IF($E$175=0,0,\"Ny data\"),($E$175-$D$175)/$D$175))","v":0},{"$f":"IF($E$175=\"\",IF($F$175>0,\"Ny data\",IF($F$175=\"\",\"\",0)),IF($E$175=0,IF($F$175=0,0,\"Ny data\"),($F$175-$E$175)/$E$175))","v":0}]
["Efterbehandlingsanlæg (sandfilter), Mek/EL","PE",20,0,0,0,{"$f":"IF($D$176=\"\",IF($E$176>0,\"Ny data\",IF($E$176=\"\",\"\",0)),IF($D$176=0,IF($E$176=0,0,\"Ny data\"),($E$176-$D$176)/$D$176))","v":0},{"$f":"IF($E$176=\"\",IF($F$176>0,\"Ny data\",IF($F$176=\"\",\"\",0)),IF($E$176=0,IF($F$176=0,0,\"Ny data\"),($F$176-$E$176)/$E$176))","v":0}]
["Efterbehandlingsanlæg (sandfilter), SRO","PE",10,0,0,0,{"$f":"IF($D$177=\"\",IF($E$177>0,\"Ny data\",IF($E$177=\"\",\"\",0)),IF($D$177=0,IF($E$177=0,0,\"Ny data\"),($E$177-$D$177)/$D$177))","v":0},{"$f":"IF($E$177=\"\",IF($F$177>0,\"Ny data\",IF($F$177=\"\",\"\",0)),IF($E$177=0,IF($F$177=0,0,\"Ny data\"),($F$177-$E$177)/$E$177))","v":0}]
["Renseanlæg >= 5.000 PE, Slambehandling",null,null,null,null,null,{"$f":"IF($D$178=\"\",IF($E$178>0,\"Ny data\",IF($E$178=\"\",\"\",0)),IF($D$178=0,IF($E$178=0,0,\"Ny data\"),($E$178-$D$178)/$D$178))","v":""},{"$f":"IF($E$178=\"\",IF($F$178>0,\"Ny data\",IF($F$178=\"\",\"\",0)),IF($E$178=0,IF($F$178=0,0,\"Ny data\"),($F$178-$E$178)/$E$178))","v":""}]
["Forafvanding, slam, Konstruktion","PE",60,0,0,0,{"$f":"IF($D$179=\"\",IF($E$179>0,\"Ny data\",IF($E$179=\"\",\"\",0)),IF($D$179=0,IF($E$179=0,0,\"Ny data\"),($E$179-$D$179)/$D$179))","v":0},{"$f":"IF($E$179=\"\",IF($F$179>0,\"Ny data\",IF($F$179=\"\",\"\",0)),IF($E$179=0,IF($F$179=0,0,\"Ny data\"),($F$179-$E$179)/$E$179))","v":0}]
["Forafvanding, slam, Mek/EL","PE",20,0,0,0,{"$f":"IF($D$180=\"\",IF($E$180>0,\"Ny data\",IF($E$180=\"\",\"\",0)),IF($D$180=0,IF($E$180=0,0,\"Ny data\"),($E$180-$D$180)/$D$180))","v":0},{"$f":"IF($E$180=\"\",IF($F$180>0,\"Ny data\",IF($F$180=\"\",\"\",0)),IF($E$180=0,IF($F$180=0,0,\"Ny data\"),($F$180-$E$180)/$E$180))","v":0}]
["Forafvanding, slam, SRO","PE",10,0,0,0,{"$f":"IF($D$181=\"\",IF($E$181>0,\"Ny data\",IF($E$181=\"\",\"\",0)),IF($D$181=0,IF($E$181=0,0,\"Ny data\"),($E$181-$D$181)/$D$181))","v":0},{"$f":"IF($E$181=\"\",IF($F$181>0,\"Ny data\",IF($F$181=\"\",\"\",0)),IF($E$181=0,IF($F$181=0,0,\"Ny data\"),($F$181-$E$181)/$E$181))","v":0}]
["Rådnetanke, slam, Konstruktioner","PE",60,0,0,0,{"$f":"IF($D$182=\"\",IF($E$182>0,\"Ny data\",IF($E$182=\"\",\"\",0)),IF($D$182=0,IF($E$182=0,0,\"Ny data\"),($E$182-$D$182)/$D$182))","v":0},{"$f":"IF($E$182=\"\",IF($F$182>0,\"Ny data\",IF($F$182=\"\",\"\",0)),IF($E$182=0,IF($F$182=0,0,\"Ny data\"),($F$182-$E$182)/$E$182))","v":0}]
["Rådnetanke, slam, Mek/EL","PE",20,0,0,0,{"$f":"IF($D$183=\"\",IF($E$183>0,\"Ny data\",IF($E$183=\"\",\"\",0)),IF($D$183=0,IF($E$183=0,0,\"Ny data\"),($E$183-$D$183)/$D$183))","v":0},{"$f":"IF($E$183=\"\",IF($F$183>0,\"Ny data\",IF($F$183=\"\",\"\",0)),IF($E$183=0,IF($F$183=0,0,\"Ny data\"),($F$183-$E$183)/$E$183))","v":0}]
["Rådnetanke, slam, SRO","PE",10,0,0,0,{"$f":"IF($D$184=\"\",IF($E$184>0,\"Ny data\",IF($E$184=\"\",\"\",0)),IF($D$184=0,IF($E$184=0,0,\"Ny data\"),($E$184-$D$184)/$D$184))","v":0},{"$f":"IF($E$184=\"\",IF($F$184>0,\"Ny data\",IF($F$184=\"\",\"\",0)),IF($E$184=0,IF($F$184=0,0,\"Ny data\"),($F$184-$E$184)/$E$184))","v":0}]
["Gasdisponering, Konstruktioner","PE",60,0,0,0,{"$f":"IF($D$185=\"\",IF($E$185>0,\"Ny data\",IF($E$185=\"\",\"\",0)),IF($D$185=0,IF($E$185=0,0,\"Ny data\"),($E$185-$D$185)/$D$185))","v":0},{"$f":"IF($E$185=\"\",IF($F$185>0,\"Ny data\",IF($F$185=\"\",\"\",0)),IF($E$185=0,IF($F$185=0,0,\"Ny data\"),($F$185-$E$185)/$E$185))","v":0}]
["Gasdisponering, Mek/EL","PE",20,0,0,0,{"$f":"IF($D$186=\"\",IF($E$186>0,\"Ny data\",IF($E$186=\"\",\"\",0)),IF($D$186=0,IF($E$186=0,0,\"Ny data\"),($E$186-$D$186)/$D$186))","v":0},{"$f":"IF($E$186=\"\",IF($F$186>0,\"Ny data\",IF($F$186=\"\",\"\",0)),IF($E$186=0,IF($F$186=0,0,\"Ny data\"),($F$186-$E$186)/$E$186))","v":0}]
["Gasdisponering, SRO","PE",10,0,0,0,{"$f":"IF($D$187=\"\",IF($E$187>0,\"Ny data\",IF($E$187=\"\",\"\",0)),IF($D$187=0,IF($E$187=0,0,\"Ny data\"),($E$187-$D$187)/$D$187))","v":0},{"$f":"IF($E$187=\"\",IF($F$187>0,\"Ny data\",IF($F$187=\"\",\"\",0)),IF($E$187=0,IF($F$187=0,0,\"Ny data\"),($F$187-$E$187)/$E$187))","v":0}]
["Gasdisponering - elproduktionsanlæg, Konstruktioner","PE",60,0,0,0,{"$f":"IF($D$188=\"\",IF($E$188>0,\"Ny data\",IF($E$188=\"\",\"\",0)),IF($D$188=0,IF($E$188=0,0,\"Ny data\"),($E$188-$D$188)/$D$188))","v":0},{"$f":"IF($E$188=\"\",IF($F$188>0,\"Ny data\",IF($F$188=\"\",\"\",0)),IF($E$188=0,IF($F$188=0,0,\"Ny data\"),($F$188-$E$188)/$E$188))","v":0}]
["Gasdisponering - elproduktionsanlæg, Mek/EL","PE",20,0,0,0,{"$f":"IF($D$189=\"\",IF($E$189>0,\"Ny data\",IF($E$189=\"\",\"\",0)),IF($D$189=0,IF($E$189=0,0,\"Ny data\"),($E$189-$D$189)/$D$189))","v":0},{"$f":"IF($E$189=\"\",IF($F$189>0,\"Ny data\",IF($F$189=\"\",\"\",0)),IF($E$189=0,IF($F$189=0,0,\"Ny data\"),($F$189-$E$189)/$E$189))","v":0}]
["Gasdisponering - elproduktionsanlæg, SRO","PE",10,0,0,0,{"$f":"IF($D$190=\"\",IF($E$190>0,\"Ny data\",IF($E$190=\"\",\"\",0)),IF($D$190=0,IF($E$190=0,0,\"Ny data\"),($E$190-$D$190)/$D$190))","v":0},{"$f":"IF($E$190=\"\",IF($F$190>0,\"Ny data\",IF($F$190=\"\",\"\",0)),IF($E$190=0,IF($F$190=0,0,\"Ny data\"),($F$190-$E$190)/$E$190))","v":0}]
["Slutafvanding, slam - lavteknologisk (slambede), Konstruktioner","PE",60,0,0,0,{"$f":"IF($D$191=\"\",IF($E$191>0,\"Ny data\",IF($E$191=\"\",\"\",0)),IF($D$191=0,IF($E$191=0,0,\"Ny data\"),($E$191-$D$191)/$D$191))","v":0},{"$f":"IF($E$191=\"\",IF($F$191>0,\"Ny data\",IF($F$191=\"\",\"\",0)),IF($E$191=0,IF($F$191=0,0,\"Ny data\"),($F$191-$E$191)/$E$191))","v":0}]
["Slutafvanding, slam - lavteknologisk (slambede), Mek/EL","PE",20,0,0,0,{"$f":"IF($D$192=\"\",IF($E$192>0,\"Ny data\",IF($E$192=\"\",\"\",0)),IF($D$192=0,IF($E$192=0,0,\"Ny data\"),($E$192-$D$192)/$D$192))","v":0},{"$f":"IF($E$192=\"\",IF($F$192>0,\"Ny data\",IF($F$192=\"\",\"\",0)),IF($E$192=0,IF($F$192=0,0,\"Ny data\"),($F$192-$E$192)/$E$192))","v":0}]
["Slutafvanding, slam - lavteknologisk (slambede), SRO","PE",10,0,0,0,{"$f":"IF($D$193=\"\",IF($E$193>0,\"Ny data\",IF($E$193=\"\",\"\",0)),IF($D$193=0,IF($E$193=0,0,\"Ny data\"),($E$193-$D$193)/$D$193))","v":0},{"$f":"IF($E$193=\"\",IF($F$193>0,\"Ny data\",IF($F$193=\"\",\"\",0)),IF($E$193=0,IF($F$193=0,0,\"Ny data\"),($F$193-$E$193)/$E$193))","v":0}]
["Slutafvanding, slam - højteknologisk (centrifuger), Konstruktioner","PE",60,0,0,0,{"$f":"IF($D$194=\"\",IF($E$194>0,\"Ny data\",IF($E$194=\"\",\"\",0)),IF($D$194=0,IF($E$194=0,0,\"Ny data\"),($E$194-$D$194)/$D$194))","v":0},{"$f":"IF($E$194=\"\",IF($F$194>0,\"Ny data\",IF($F$194=\"\",\"\",0)),IF($E$194=0,IF($F$194=0,0,\"Ny data\"),($F$194-$E$194)/$E$194))","v":0}]
["Slutafvanding, slam - højteknologisk (centrifuger), Mek/El","PE",20,0,0,0,{"$f":"IF($D$195=\"\",IF($E$195>0,\"Ny data\",IF($E$195=\"\",\"\",0)),IF($D$195=0,IF($E$195=0,0,\"Ny data\"),($E$195-$D$195)/$D$195))","v":0},{"$f":"IF($E$195=\"\",IF($F$195>0,\"Ny data\",IF($F$195=\"\",\"\",0)),IF($E$195=0,IF($F$195=0,0,\"Ny data\"),($F$195-$E$195)/$E$195))","v":0}]
["Slutafvanding, slam - højteknologisk (centrifuger), SRO","PE",10,0,0,0,{"$f":"IF($D$196=\"\",IF($E$196>0,\"Ny data\",IF($E$196=\"\",\"\",0)),IF($D$196=0,IF($E$196=0,0,\"Ny data\"),($E$196-$D$196)/$D$196))","v":0},{"$f":"IF($E$196=\"\",IF($F$196>0,\"Ny data\",IF($F$196=\"\",\"\",0)),IF($E$196=0,IF($F$196=0,0,\"Ny data\"),($F$196-$E$196)/$E$196))","v":0}]
["Renseanlæg >= 5.000 PE, Slamdisponering",null,null,null,null,null,{"$f":"IF($D$197=\"\",IF($E$197>0,\"Ny data\",IF($E$197=\"\",\"\",0)),IF($D$197=0,IF($E$197=0,0,\"Ny data\"),($E$197-$D$197)/$D$197))","v":""},{"$f":"IF($E$197=\"\",IF($F$197>0,\"Ny data\",IF($F$197=\"\",\"\",0)),IF($E$197=0,IF($F$197=0,0,\"Ny data\"),($F$197-$E$197)/$E$197))","v":""}]
["Slutdisponering, slam - lavteknologisk (slammineralisering), Konstruktioner","PE",60,0,0,0,{"$f":"IF($D$198=\"\",IF($E$198>0,\"Ny data\",IF($E$198=\"\",\"\",0)),IF($D$198=0,IF($E$198=0,0,\"Ny data\"),($E$198-$D$198)/$D$198))","v":0},{"$f":"IF($E$198=\"\",IF($F$198>0,\"Ny data\",IF($F$198=\"\",\"\",0)),IF($E$198=0,IF($F$198=0,0,\"Ny data\"),($F$198-$E$198)/$E$198))","v":0}]
["Slutdisponering, slam - lavteknologisk (slammineralisering), Mek/EL","PE",20,0,0,0,{"$f":"IF($D$199=\"\",IF($E$199>0,\"Ny data\",IF($E$199=\"\",\"\",0)),IF($D$199=0,IF($E$199=0,0,\"Ny data\"),($E$199-$D$199)/$D$199))","v":0},{"$f":"IF($E$199=\"\",IF($F$199>0,\"Ny data\",IF($F$199=\"\",\"\",0)),IF($E$199=0,IF($F$199=0,0,\"Ny data\"),($F$199-$E$199)/$E$199))","v":0}]
["Slutdisponering, slam - lavteknologisk (slammineralisering), SRO","PE",10,0,0,0,{"$f":"IF($D$200=\"\",IF($E$200>0,\"Ny data\",IF($E$200=\"\",\"\",0)),IF($D$200=0,IF($E$200=0,0,\"Ny data\"),($E$200-$D$200)/$D$200))","v":0},{"$f":"IF($E$200=\"\",IF($F$200>0,\"Ny data\",IF($F$200=\"\",\"\",0)),IF($E$200=0,IF($F$200=0,0,\"Ny data\"),($F$200-$E$200)/$E$200))","v":0}]
["Slutdisponering, slam - højteknologisk (slamtørring), Konstruktioner","PE",60,0,0,0,{"$f":"IF($D$201=\"\",IF($E$201>0,\"Ny data\",IF($E$201=\"\",\"\",0)),IF($D$201=0,IF($E$201=0,0,\"Ny data\"),($E$201-$D$201)/$D$201))","v":0},{"$f":"IF($E$201=\"\",IF($F$201>0,\"Ny data\",IF($F$201=\"\",\"\",0)),IF($E$201=0,IF($F$201=0,0,\"Ny data\"),($F$201-$E$201)/$E$201))","v":0}]
["Slutdisponering, slam - højteknologisk (slamtørring), Mek/EL","PE",20,0,0,0,{"$f":"IF($D$202=\"\",IF($E$202>0,\"Ny data\",IF($E$202=\"\",\"\",0)),IF($D$202=0,IF($E$202=0,0,\"Ny data\"),($E$202-$D$202)/$D$202))","v":0},{"$f":"IF($E$202=\"\",IF($F$202>0,\"Ny data\",IF($F$202=\"\",\"\",0)),IF($E$202=0,IF($F$202=0,0,\"Ny data\"),($F$202-$E$202)/$E$202))","v":0}]
["Slutdisponering, slam - højteknologisk (slamtørring), SRO","PE",10,0,0,0,{"$f":"IF($D$203=\"\",IF($E$203>0,\"Ny data\",IF($E$203=\"\",\"\",0)),IF($D$203=0,IF($E$203=0,0,\"Ny data\"),($E$203-$D$203)/$D$203))","v":0},{"$f":"IF($E$203=\"\",IF($F$203>0,\"Ny data\",IF($F$203=\"\",\"\",0)),IF($E$203=0,IF($F$203=0,0,\"Ny data\"),($F$203-$E$203)/$E$203))","v":0}]
["Slutdisponering, slam - højteknologisk (slamtørring og -forbrænding), Konstruktioner","PE",60,0,0,0,{"$f":"IF($D$204=\"\",IF($E$204>0,\"Ny data\",IF($E$204=\"\",\"\",0)),IF($D$204=0,IF($E$204=0,0,\"Ny data\"),($E$204-$D$204)/$D$204))","v":0},{"$f":"IF($E$204=\"\",IF($F$204>0,\"Ny data\",IF($F$204=\"\",\"\",0)),IF($E$204=0,IF($F$204=0,0,\"Ny data\"),($F$204-$E$204)/$E$204))","v":0}]
["Slutdisponering, slam - højteknologisk (slamtørring og -forbrænding), Mek/EL","PE",20,0,0,0,{"$f":"IF($D$205=\"\",IF($E$205>0,\"Ny data\",IF($E$205=\"\",\"\",0)),IF($D$205=0,IF($E$205=0,0,\"Ny data\"),($E$205-$D$205)/$D$205))","v":0},{"$f":"IF($E$205=\"\",IF($F$205>0,\"Ny data\",IF($F$205=\"\",\"\",0)),IF($E$205=0,IF($F$205=0,0,\"Ny data\"),($F$205-$E$205)/$E$205))","v":0}]
["Slutdisponering, slam - højteknologisk (slamtørring og -forbrænding), SRO","PE",10,0,0,0,{"$f":"IF($D$206=\"\",IF($E$206>0,\"Ny data\",IF($E$206=\"\",\"\",0)),IF($D$206=0,IF($E$206=0,0,\"Ny data\"),($E$206-$D$206)/$D$206))","v":0},{"$f":"IF($E$206=\"\",IF($F$206>0,\"Ny data\",IF($F$206=\"\",\"\",0)),IF($E$206=0,IF($F$206=0,0,\"Ny data\"),($F$206-$E$206)/$E$206))","v":0}]
["Renseanlæg 5",null,null,null,null,null,{"$f":"IF($D$207=\"\",IF($E$207>0,\"Ny data\",IF($E$207=\"\",\"\",0)),IF($D$207=0,IF($E$207=0,0,\"Ny data\"),($E$207-$D$207)/$D$207))","v":""},{"$f":"IF($E$207=\"\",IF($F$207>0,\"Ny data\",IF($F$207=\"\",\"\",0)),IF($E$207=0,IF($F$207=0,0,\"Ny data\"),($F$207-$E$207)/$E$207))","v":""}]
["Mindre renseanlæg",null,null,null,null,null,{"$f":"IF($D$208=\"\",IF($E$208>0,\"Ny data\",IF($E$208=\"\",\"\",0)),IF($D$208=0,IF($E$208=0,0,\"Ny data\"),($E$208-$D$208)/$D$208))","v":""},{"$f":"IF($E$208=\"\",IF($F$208>0,\"Ny data\",IF($F$208=\"\",\"\",0)),IF($E$208=0,IF($F$208=0,0,\"Ny data\"),($F$208-$E$208)/$E$208))","v":""}]
["Mindre renseanlæg < 5.000 PE uden mulighed for opdeling","PE",40,350,350,350,{"$f":"IF($D$209=\"\",IF($E$209>0,\"Ny data\",IF($E$209=\"\",\"\",0)),IF($D$209=0,IF($E$209=0,0,\"Ny data\"),($E$209-$D$209)/$D$209))","v":0},{"$f":"IF($E$209=\"\",IF($F$209>0,\"Ny data\",IF($F$209=\"\",\"\",0)),IF($E$209=0,IF($F$209=0,0,\"Ny data\"),($F$209-$E$209)/$E$209))","v":0}]
["Renseanlæg >= 5.000 PE, Vandbehandling",null,null,null,null,null,{"$f":"IF($D$210=\"\",IF($E$210>0,\"Ny data\",IF($E$210=\"\",\"\",0)),IF($D$210=0,IF($E$210=0,0,\"Ny data\"),($E$210-$D$210)/$D$210))","v":""},{"$f":"IF($E$210=\"\",IF($F$210>0,\"Ny data\",IF($F$210=\"\",\"\",0)),IF($E$210=0,IF($F$210=0,0,\"Ny data\"),($F$210-$E$210)/$E$210))","v":""}]
["Indløb med riste, Konstruktioner","PE",60,0,0,0,{"$f":"IF($D$211=\"\",IF($E$211>0,\"Ny data\",IF($E$211=\"\",\"\",0)),IF($D$211=0,IF($E$211=0,0,\"Ny data\"),($E$211-$D$211)/$D$211))","v":0},{"$f":"IF($E$211=\"\",IF($F$211>0,\"Ny data\",IF($F$211=\"\",\"\",0)),IF($E$211=0,IF($F$211=0,0,\"Ny data\"),($F$211-$E$211)/$E$211))","v":0}]
["Indløb med riste, Mek/EL","PE",20,0,0,0,{"$f":"IF($D$212=\"\",IF($E$212>0,\"Ny data\",IF($E$212=\"\",\"\",0)),IF($D$212=0,IF($E$212=0,0,\"Ny data\"),($E$212-$D$212)/$D$212))","v":0},{"$f":"IF($E$212=\"\",IF($F$212>0,\"Ny data\",IF($F$212=\"\",\"\",0)),IF($E$212=0,IF($F$212=0,0,\"Ny data\"),($F$212-$E$212)/$E$212))","v":0}]
["Indløb med riste, SRO","PE",10,0,0,0,{"$f":"IF($D$213=\"\",IF($E$213>0,\"Ny data\",IF($E$213=\"\",\"\",0)),IF($D$213=0,IF($E$213=0,0,\"Ny data\"),($E$213-$D$213)/$D$213))","v":0},{"$f":"IF($E$213=\"\",IF($F$213>0,\"Ny data\",IF($F$213=\"\",\"\",0)),IF($E$213=0,IF($F$213=0,0,\"Ny data\"),($F$213-$E$213)/$E$213))","v":0}]
["Sand- og fedtfang, Kontruktioner","PE",60,0,0,0,{"$f":"IF($D$214=\"\",IF($E$214>0,\"Ny data\",IF($E$214=\"\",\"\",0)),IF($D$214=0,IF($E$214=0,0,\"Ny data\"),($E$214-$D$214)/$D$214))","v":0},{"$f":"IF($E$214=\"\",IF($F$214>0,\"Ny data\",IF($F$214=\"\",\"\",0)),IF($E$214=0,IF($F$214=0,0,\"Ny data\"),($F$214-$E$214)/$E$214))","v":0}]
["Sand- og fedtfang, Mek/EL","PE",20,0,0,0,{"$f":"IF($D$215=\"\",IF($E$215>0,\"Ny data\",IF($E$215=\"\",\"\",0)),IF($D$215=0,IF($E$215=0,0,\"Ny data\"),($E$215-$D$215)/$D$215))","v":0},{"$f":"IF($E$215=\"\",IF($F$215>0,\"Ny data\",IF($F$215=\"\",\"\",0)),IF($E$215=0,IF($F$215=0,0,\"Ny data\"),($F$215-$E$215)/$E$215))","v":0}]
["Sand- og fedtfang, SRO","PE",10,0,0,0,{"$f":"IF($D$216=\"\",IF($E$216>0,\"Ny data\",IF($E$216=\"\",\"\",0)),IF($D$216=0,IF($E$216=0,0,\"Ny data\"),($E$216-$D$216)/$D$216))","v":0},{"$f":"IF($E$216=\"\",IF($F$216>0,\"Ny data\",IF($F$216=\"\",\"\",0)),IF($E$216=0,IF($F$216=0,0,\"Ny data\"),($F$216-$E$216)/$E$216))","v":0}]
["Forklaring, Konstruktioner","PE",60,0,0,0,{"$f":"IF($D$217=\"\",IF($E$217>0,\"Ny data\",IF($E$217=\"\",\"\",0)),IF($D$217=0,IF($E$217=0,0,\"Ny data\"),($E$217-$D$217)/$D$217))","v":0},{"$f":"IF($E$217=\"\",IF($F$217>0,\"Ny data\",IF($F$217=\"\",\"\",0)),IF($E$217=0,IF($F$217=0,0,\"Ny data\"),($F$217-$E$217)/$E$217))","v":0}]
["Forklaring, Mek/EL","PE",20,0,0,0,{"$f":"IF($D$218=\"\",IF($E$218>0,\"Ny data\",IF($E$218=\"\",\"\",0)),IF($D$218=0,IF($E$218=0,0,\"Ny data\"),($E$218-$D$218)/$D$218))","v":0},{"$f":"IF($E$218=\"\",IF($F$218>0,\"Ny data\",IF($F$218=\"\",\"\",0)),IF($E$218=0,IF($F$218=0,0,\"Ny data\"),($F$218-$E$218)/$E$218))","v":0}]
["Forklaring, SRO","PE",10,0,0,0,{"$f":"IF($D$219=\"\",IF($E$219>0,\"Ny data\",IF($E$219=\"\",\"\",0)),IF($D$219=0,IF($E$219=0,0,\"Ny data\"),($E$219-$D$219)/$D$219))","v":0},{"$f":"IF($E$219=\"\",IF($F$219>0,\"Ny data\",IF($F$219=\"\",\"\",0)),IF($E$219=0,IF($F$219=0,0,\"Ny data\"),($F$219-$E$219)/$E$219))","v":0}]
["Beluftningstanke, Konstruktioner","PE",60,0,0,0,{"$f":"IF($D$220=\"\",IF($E$220>0,\"Ny data\",IF($E$220=\"\",\"\",0)),IF($D$220=0,IF($E$220=0,0,\"Ny data\"),($E$220-$D$220)/$D$220))","v":0},{"$f":"IF($E$220=\"\",IF($F$220>0,\"Ny data\",IF($F$220=\"\",\"\",0)),IF($E$220=0,IF($F$220=0,0,\"Ny data\"),($F$220-$E$220)/$E$220))","v":0}]
["Beluftningstanke, Mek/EL","PE",20,0,0,0,{"$f":"IF($D$221=\"\",IF($E$221>0,\"Ny data\",IF($E$221=\"\",\"\",0)),IF($D$221=0,IF($E$221=0,0,\"Ny data\"),($E$221-$D$221)/$D$221))","v":0},{"$f":"IF($E$221=\"\",IF($F$221>0,\"Ny data\",IF($F$221=\"\",\"\",0)),IF($E$221=0,IF($F$221=0,0,\"Ny data\"),($F$221-$E$221)/$E$221))","v":0}]
["Beluftningstanke, SRO","PE",10,0,0,0,{"$f":"IF($D$222=\"\",IF($E$222>0,\"Ny data\",IF($E$222=\"\",\"\",0)),IF($D$222=0,IF($E$222=0,0,\"Ny data\"),($E$222-$D$222)/$D$222))","v":0},{"$f":"IF($E$222=\"\",IF($F$222>0,\"Ny data\",IF($F$222=\"\",\"\",0)),IF($E$222=0,IF($F$222=0,0,\"Ny data\"),($F$222-$E$222)/$E$222))","v":0}]
["Efterklaringstanke, Konstruktioner","PE",60,0,0,0,{"$f":"IF($D$223=\"\",IF($E$223>0,\"Ny data\",IF($E$223=\"\",\"\",0)),IF($D$223=0,IF($E$223=0,0,\"Ny data\"),($E$223-$D$223)/$D$223))","v":0},{"$f":"IF($E$223=\"\",IF($F$223>0,\"Ny data\",IF($F$223=\"\",\"\",0)),IF($E$223=0,IF($F$223=0,0,\"Ny data\"),($F$223-$E$223)/$E$223))","v":0}]
["Efterklaringstanke, Mek/El","PE",20,0,0,0,{"$f":"IF($D$224=\"\",IF($E$224>0,\"Ny data\",IF($E$224=\"\",\"\",0)),IF($D$224=0,IF($E$224=0,0,\"Ny data\"),($E$224-$D$224)/$D$224))","v":0},{"$f":"IF($E$224=\"\",IF($F$224>0,\"Ny data\",IF($F$224=\"\",\"\",0)),IF($E$224=0,IF($F$224=0,0,\"Ny data\"),($F$224-$E$224)/$E$224))","v":0}]
["Efterklaringstanke, SRO","PE",10,0,0,0,{"$f":"IF($D$225=\"\",IF($E$225>0,\"Ny data\",IF($E$225=\"\",\"\",0)),IF($D$225=0,IF($E$225=0,0,\"Ny data\"),($E$225-$D$225)/$D$225))","v":0},{"$f":"IF($E$225=\"\",IF($F$225>0,\"Ny data\",IF($F$225=\"\",\"\",0)),IF($E$225=0,IF($F$225=0,0,\"Ny data\"),($F$225-$E$225)/$E$225))","v":0}]
["Efterbehandlingsanlæg (sandfilter), Konstruktioner","PE",60,0,0,0,{"$f":"IF($D$226=\"\",IF($E$226>0,\"Ny data\",IF($E$226=\"\",\"\",0)),IF($D$226=0,IF($E$226=0,0,\"Ny data\"),($E$226-$D$226)/$D$226))","v":0},{"$f":"IF($E$226=\"\",IF($F$226>0,\"Ny data\",IF($F$226=\"\",\"\",0)),IF($E$226=0,IF($F$226=0,0,\"Ny data\"),($F$226-$E$226)/$E$226))","v":0}]
["Efterbehandlingsanlæg (sandfilter), Mek/EL","PE",20,0,0,0,{"$f":"IF($D$227=\"\",IF($E$227>0,\"Ny data\",IF($E$227=\"\",\"\",0)),IF($D$227=0,IF($E$227=0,0,\"Ny data\"),($E$227-$D$227)/$D$227))","v":0},{"$f":"IF($E$227=\"\",IF($F$227>0,\"Ny data\",IF($F$227=\"\",\"\",0)),IF($E$227=0,IF($F$227=0,0,\"Ny data\"),($F$227-$E$227)/$E$227))","v":0}]
["Efterbehandlingsanlæg (sandfilter), SRO","PE",10,0,0,0,{"$f":"IF($D$228=\"\",IF($E$228>0,\"Ny data\",IF($E$228=\"\",\"\",0)),IF($D$228=0,IF($E$228=0,0,\"Ny data\"),($E$228-$D$228)/$D$228))","v":0},{"$f":"IF($E$228=\"\",IF($F$228>0,\"Ny data\",IF($F$228=\"\",\"\",0)),IF($E$228=0,IF($F$228=0,0,\"Ny data\"),($F$228-$E$228)/$E$228))","v":0}]
["Renseanlæg >= 5.000 PE, Slambehandling",null,null,null,null,null,{"$f":"IF($D$229=\"\",IF($E$229>0,\"Ny data\",IF($E$229=\"\",\"\",0)),IF($D$229=0,IF($E$229=0,0,\"Ny data\"),($E$229-$D$229)/$D$229))","v":""},{"$f":"IF($E$229=\"\",IF($F$229>0,\"Ny data\",IF($F$229=\"\",\"\",0)),IF($E$229=0,IF($F$229=0,0,\"Ny data\"),($F$229-$E$229)/$E$229))","v":""}]
["Forafvanding, slam, Konstruktion","PE",60,0,0,0,{"$f":"IF($D$230=\"\",IF($E$230>0,\"Ny data\",IF($E$230=\"\",\"\",0)),IF($D$230=0,IF($E$230=0,0,\"Ny data\"),($E$230-$D$230)/$D$230))","v":0},{"$f":"IF($E$230=\"\",IF($F$230>0,\"Ny data\",IF($F$230=\"\",\"\",0)),IF($E$230=0,IF($F$230=0,0,\"Ny data\"),($F$230-$E$230)/$E$230))","v":0}]
["Forafvanding, slam, Mek/EL","PE",20,0,0,0,{"$f":"IF($D$231=\"\",IF($E$231>0,\"Ny data\",IF($E$231=\"\",\"\",0)),IF($D$231=0,IF($E$231=0,0,\"Ny data\"),($E$231-$D$231)/$D$231))","v":0},{"$f":"IF($E$231=\"\",IF($F$231>0,\"Ny data\",IF($F$231=\"\",\"\",0)),IF($E$231=0,IF($F$231=0,0,\"Ny data\"),($F$231-$E$231)/$E$231))","v":0}]
["Forafvanding, slam, SRO","PE",10,0,0,0,{"$f":"IF($D$232=\"\",IF($E$232>0,\"Ny data\",IF($E$232=\"\",\"\",0)),IF($D$232=0,IF($E$232=0,0,\"Ny data\"),($E$232-$D$232)/$D$232))","v":0},{"$f":"IF($E$232=\"\",IF($F$232>0,\"Ny data\",IF($F$232=\"\",\"\",0)),IF($E$232=0,IF($F$232=0,0,\"Ny data\"),($F$232-$E$232)/$E$232))","v":0}]
["Rådnetanke, slam, Konstruktioner","PE",60,0,0,0,{"$f":"IF($D$233=\"\",IF($E$233>0,\"Ny data\",IF($E$233=\"\",\"\",0)),IF($D$233=0,IF($E$233=0,0,\"Ny data\"),($E$233-$D$233)/$D$233))","v":0},{"$f":"IF($E$233=\"\",IF($F$233>0,\"Ny data\",IF($F$233=\"\",\"\",0)),IF($E$233=0,IF($F$233=0,0,\"Ny data\"),($F$233-$E$233)/$E$233))","v":0}]
["Rådnetanke, slam, Mek/EL","PE",20,0,0,0,{"$f":"IF($D$234=\"\",IF($E$234>0,\"Ny data\",IF($E$234=\"\",\"\",0)),IF($D$234=0,IF($E$234=0,0,\"Ny data\"),($E$234-$D$234)/$D$234))","v":0},{"$f":"IF($E$234=\"\",IF($F$234>0,\"Ny data\",IF($F$234=\"\",\"\",0)),IF($E$234=0,IF($F$234=0,0,\"Ny data\"),($F$234-$E$234)/$E$234))","v":0}]
["Rådnetanke, slam, SRO","PE",10,0,0,0,{"$f":"IF($D$235=\"\",IF($E$235>0,\"Ny data\",IF($E$235=\"\",\"\",0)),IF($D$235=0,IF($E$235=0,0,\"Ny data\"),($E$235-$D$235)/$D$235))","v":0},{"$f":"IF($E$235=\"\",IF($F$235>0,\"Ny data\",IF($F$235=\"\",\"\",0)),IF($E$235=0,IF($F$235=0,0,\"Ny data\"),($F$235-$E$235)/$E$235))","v":0}]
["Gasdisponering, Konstruktioner","PE",60,0,0,0,{"$f":"IF($D$236=\"\",IF($E$236>0,\"Ny data\",IF($E$236=\"\",\"\",0)),IF($D$236=0,IF($E$236=0,0,\"Ny data\"),($E$236-$D$236)/$D$236))","v":0},{"$f":"IF($E$236=\"\",IF($F$236>0,\"Ny data\",IF($F$236=\"\",\"\",0)),IF($E$236=0,IF($F$236=0,0,\"Ny data\"),($F$236-$E$236)/$E$236))","v":0}]
["Gasdisponering, Mek/EL","PE",20,0,0,0,{"$f":"IF($D$237=\"\",IF($E$237>0,\"Ny data\",IF($E$237=\"\",\"\",0)),IF($D$237=0,IF($E$237=0,0,\"Ny data\"),($E$237-$D$237)/$D$237))","v":0},{"$f":"IF($E$237=\"\",IF($F$237>0,\"Ny data\",IF($F$237=\"\",\"\",0)),IF($E$237=0,IF($F$237=0,0,\"Ny data\"),($F$237-$E$237)/$E$237))","v":0}]
["Gasdisponering, SRO","PE",10,0,0,0,{"$f":"IF($D$238=\"\",IF($E$238>0,\"Ny data\",IF($E$238=\"\",\"\",0)),IF($D$238=0,IF($E$238=0,0,\"Ny data\"),($E$238-$D$238)/$D$238))","v":0},{"$f":"IF($E$238=\"\",IF($F$238>0,\"Ny data\",IF($F$238=\"\",\"\",0)),IF($E$238=0,IF($F$238=0,0,\"Ny data\"),($F$238-$E$238)/$E$238))","v":0}]
["Gasdisponering - elproduktionsanlæg, Konstruktioner","PE",60,0,0,0,{"$f":"IF($D$239=\"\",IF($E$239>0,\"Ny data\",IF($E$239=\"\",\"\",0)),IF($D$239=0,IF($E$239=0,0,\"Ny data\"),($E$239-$D$239)/$D$239))","v":0},{"$f":"IF($E$239=\"\",IF($F$239>0,\"Ny data\",IF($F$239=\"\",\"\",0)),IF($E$239=0,IF($F$239=0,0,\"Ny data\"),($F$239-$E$239)/$E$239))","v":0}]
["Gasdisponering - elproduktionsanlæg, Mek/EL","PE",20,0,0,0,{"$f":"IF($D$240=\"\",IF($E$240>0,\"Ny data\",IF($E$240=\"\",\"\",0)),IF($D$240=0,IF($E$240=0,0,\"Ny data\"),($E$240-$D$240)/$D$240))","v":0},{"$f":"IF($E$240=\"\",IF($F$240>0,\"Ny data\",IF($F$240=\"\",\"\",0)),IF($E$240=0,IF($F$240=0,0,\"Ny data\"),($F$240-$E$240)/$E$240))","v":0}]
["Gasdisponering - elproduktionsanlæg, SRO","PE",10,0,0,0,{"$f":"IF($D$241=\"\",IF($E$241>0,\"Ny data\",IF($E$241=\"\",\"\",0)),IF($D$241=0,IF($E$241=0,0,\"Ny data\"),($E$241-$D$241)/$D$241))","v":0},{"$f":"IF($E$241=\"\",IF($F$241>0,\"Ny data\",IF($F$241=\"\",\"\",0)),IF($E$241=0,IF($F$241=0,0,\"Ny data\"),($F$241-$E$241)/$E$241))","v":0}]
["Slutafvanding, slam - lavteknologisk (slambede), Konstruktioner","PE",60,0,0,0,{"$f":"IF($D$242=\"\",IF($E$242>0,\"Ny data\",IF($E$242=\"\",\"\",0)),IF($D$242=0,IF($E$242=0,0,\"Ny data\"),($E$242-$D$242)/$D$242))","v":0},{"$f":"IF($E$242=\"\",IF($F$242>0,\"Ny data\",IF($F$242=\"\",\"\",0)),IF($E$242=0,IF($F$242=0,0,\"Ny data\"),($F$242-$E$242)/$E$242))","v":0}]
["Slutafvanding, slam - lavteknologisk (slambede), Mek/EL","PE",20,0,0,0,{"$f":"IF($D$243=\"\",IF($E$243>0,\"Ny data\",IF($E$243=\"\",\"\",0)),IF($D$243=0,IF($E$243=0,0,\"Ny data\"),($E$243-$D$243)/$D$243))","v":0},{"$f":"IF($E$243=\"\",IF($F$243>0,\"Ny data\",IF($F$243=\"\",\"\",0)),IF($E$243=0,IF($F$243=0,0,\"Ny data\"),($F$243-$E$243)/$E$243))","v":0}]
["Slutafvanding, slam - lavteknologisk (slambede), SRO","PE",10,0,0,0,{"$f":"IF($D$244=\"\",IF($E$244>0,\"Ny data\",IF($E$244=\"\",\"\",0)),IF($D$244=0,IF($E$244=0,0,\"Ny data\"),($E$244-$D$244)/$D$244))","v":0},{"$f":"IF($E$244=\"\",IF($F$244>0,\"Ny data\",IF($F$244=\"\",\"\",0)),IF($E$244=0,IF($F$244=0,0,\"Ny data\"),($F$244-$E$244)/$E$244))","v":0}]
["Slutafvanding, slam - højteknologisk (centrifuger), Konstruktioner","PE",60,0,0,0,{"$f":"IF($D$245=\"\",IF($E$245>0,\"Ny data\",IF($E$245=\"\",\"\",0)),IF($D$245=0,IF($E$245=0,0,\"Ny data\"),($E$245-$D$245)/$D$245))","v":0},{"$f":"IF($E$245=\"\",IF($F$245>0,\"Ny data\",IF($F$245=\"\",\"\",0)),IF($E$245=0,IF($F$245=0,0,\"Ny data\"),($F$245-$E$245)/$E$245))","v":0}]
["Slutafvanding, slam - højteknologisk (centrifuger), Mek/El","PE",20,0,0,0,{"$f":"IF($D$246=\"\",IF($E$246>0,\"Ny data\",IF($E$246=\"\",\"\",0)),IF($D$246=0,IF($E$246=0,0,\"Ny data\"),($E$246-$D$246)/$D$246))","v":0},{"$f":"IF($E$246=\"\",IF($F$246>0,\"Ny data\",IF($F$246=\"\",\"\",0)),IF($E$246=0,IF($F$246=0,0,\"Ny data\"),($F$246-$E$246)/$E$246))","v":0}]
["Slutafvanding, slam - højteknologisk (centrifuger), SRO","PE",10,0,0,0,{"$f":"IF($D$247=\"\",IF($E$247>0,\"Ny data\",IF($E$247=\"\",\"\",0)),IF($D$247=0,IF($E$247=0,0,\"Ny data\"),($E$247-$D$247)/$D$247))","v":0},{"$f":"IF($E$247=\"\",IF($F$247>0,\"Ny data\",IF($F$247=\"\",\"\",0)),IF($E$247=0,IF($F$247=0,0,\"Ny data\"),($F$247-$E$247)/$E$247))","v":0}]
["Renseanlæg >= 5.000 PE, Slamdisponering",null,null,null,null,null,{"$f":"IF($D$248=\"\",IF($E$248>0,\"Ny data\",IF($E$248=\"\",\"\",0)),IF($D$248=0,IF($E$248=0,0,\"Ny data\"),($E$248-$D$248)/$D$248))","v":""},{"$f":"IF($E$248=\"\",IF($F$248>0,\"Ny data\",IF($F$248=\"\",\"\",0)),IF($E$248=0,IF($F$248=0,0,\"Ny data\"),($F$248-$E$248)/$E$248))","v":""}]
["Slutdisponering, slam - lavteknologisk (slammineralisering), Konstruktioner","PE",60,0,0,0,{"$f":"IF($D$249=\"\",IF($E$249>0,\"Ny data\",IF($E$249=\"\",\"\",0)),IF($D$249=0,IF($E$249=0,0,\"Ny data\"),($E$249-$D$249)/$D$249))","v":0},{"$f":"IF($E$249=\"\",IF($F$249>0,\"Ny data\",IF($F$249=\"\",\"\",0)),IF($E$249=0,IF($F$249=0,0,\"Ny data\"),($F$249-$E$249)/$E$249))","v":0}]
["Slutdisponering, slam - lavteknologisk (slammineralisering), Mek/EL","PE",20,0,0,0,{"$f":"IF($D$250=\"\",IF($E$250>0,\"Ny data\",IF($E$250=\"\",\"\",0)),IF($D$250=0,IF($E$250=0,0,\"Ny data\"),($E$250-$D$250)/$D$250))","v":0},{"$f":"IF($E$250=\"\",IF($F$250>0,\"Ny data\",IF($F$250=\"\",\"\",0)),IF($E$250=0,IF($F$250=0,0,\"Ny data\"),($F$250-$E$250)/$E$250))","v":0}]
["Slutdisponering, slam - lavteknologisk (slammineralisering), SRO","PE",10,0,0,0,{"$f":"IF($D$251=\"\",IF($E$251>0,\"Ny data\",IF($E$251=\"\",\"\",0)),IF($D$251=0,IF($E$251=0,0,\"Ny data\"),($E$251-$D$251)/$D$251))","v":0},{"$f":"IF($E$251=\"\",IF($F$251>0,\"Ny data\",IF($F$251=\"\",\"\",0)),IF($E$251=0,IF($F$251=0,0,\"Ny data\"),($F$251-$E$251)/$E$251))","v":0}]
["Slutdisponering, slam - højteknologisk (slamtørring), Konstruktioner","PE",60,0,0,0,{"$f":"IF($D$252=\"\",IF($E$252>0,\"Ny data\",IF($E$252=\"\",\"\",0)),IF($D$252=0,IF($E$252=0,0,\"Ny data\"),($E$252-$D$252)/$D$252))","v":0},{"$f":"IF($E$252=\"\",IF($F$252>0,\"Ny data\",IF($F$252=\"\",\"\",0)),IF($E$252=0,IF($F$252=0,0,\"Ny data\"),($F$252-$E$252)/$E$252))","v":0}]
["Slutdisponering, slam - højteknologisk (slamtørring), Mek/EL","PE",20,0,0,0,{"$f":"IF($D$253=\"\",IF($E$253>0,\"Ny data\",IF($E$253=\"\",\"\",0)),IF($D$253=0,IF($E$253=0,0,\"Ny data\"),($E$253-$D$253)/$D$253))","v":0},{"$f":"IF($E$253=\"\",IF($F$253>0,\"Ny data\",IF($F$253=\"\",\"\",0)),IF($E$253=0,IF($F$253=0,0,\"Ny data\"),($F$253-$E$253)/$E$253))","v":0}]
["Slutdisponering, slam - højteknologisk (slamtørring), SRO","PE",10,0,0,0,{"$f":"IF($D$254=\"\",IF($E$254>0,\"Ny data\",IF($E$254=\"\",\"\",0)),IF($D$254=0,IF($E$254=0,0,\"Ny data\"),($E$254-$D$254)/$D$254))","v":0},{"$f":"IF($E$254=\"\",IF($F$254>0,\"Ny data\",IF($F$254=\"\",\"\",0)),IF($E$254=0,IF($F$254=0,0,\"Ny data\"),($F$254-$E$254)/$E$254))","v":0}]
["Slutdisponering, slam - højteknologisk (slamtørring og -forbrænding), Konstruktioner","PE",60,0,0,0,{"$f":"IF($D$255=\"\",IF($E$255>0,\"Ny data\",IF($E$255=\"\",\"\",0)),IF($D$255=0,IF($E$255=0,0,\"Ny data\"),($E$255-$D$255)/$D$255))","v":0},{"$f":"IF($E$255=\"\",IF($F$255>0,\"Ny data\",IF($F$255=\"\",\"\",0)),IF($E$255=0,IF($F$255=0,0,\"Ny data\"),($F$255-$E$255)/$E$255))","v":0}]
["Slutdisponering, slam - højteknologisk (slamtørring og -forbrænding), Mek/EL","PE",20,0,0,0,{"$f":"IF($D$256=\"\",IF($E$256>0,\"Ny data\",IF($E$256=\"\",\"\",0)),IF($D$256=0,IF($E$256=0,0,\"Ny data\"),($E$256-$D$256)/$D$256))","v":0},{"$f":"IF($E$256=\"\",IF($F$256>0,\"Ny data\",IF($F$256=\"\",\"\",0)),IF($E$256=0,IF($F$256=0,0,\"Ny data\"),($F$256-$E$256)/$E$256))","v":0}]
["Slutdisponering, slam - højteknologisk (slamtørring og -forbrænding), SRO","PE",10,0,0,0,{"$f":"IF($D$257=\"\",IF($E$257>0,\"Ny data\",IF($E$257=\"\",\"\",0)),IF($D$257=0,IF($E$257=0,0,\"Ny data\"),($E$257-$D$257)/$D$257))","v":0},{"$f":"IF($E$257=\"\",IF($F$257>0,\"Ny data\",IF($F$257=\"\",\"\",0)),IF($E$257=0,IF($F$257=0,0,\"Ny data\"),($F$257-$E$257)/$E$257))","v":0}]
["Renseanlæg 6",null,null,null,null,null,{"$f":"IF($D$258=\"\",IF($E$258>0,\"Ny data\",IF($E$258=\"\",\"\",0)),IF($D$258=0,IF($E$258=0,0,\"Ny data\"),($E$258-$D$258)/$D$258))","v":""},{"$f":"IF($E$258=\"\",IF($F$258>0,\"Ny data\",IF($F$258=\"\",\"\",0)),IF($E$258=0,IF($F$258=0,0,\"Ny data\"),($F$258-$E$258)/$E$258))","v":""}]
["Mindre renseanlæg",null,null,null,null,null,{"$f":"IF($D$259=\"\",IF($E$259>0,\"Ny data\",IF($E$259=\"\",\"\",0)),IF($D$259=0,IF($E$259=0,0,\"Ny data\"),($E$259-$D$259)/$D$259))","v":""},{"$f":"IF($E$259=\"\",IF($F$259>0,\"Ny data\",IF($F$259=\"\",\"\",0)),IF($E$259=0,IF($F$259=0,0,\"Ny data\"),($F$259-$E$259)/$E$259))","v":""}]
["Mindre renseanlæg < 5.000 PE uden mulighed for opdeling","PE",40,500,500,500,{"$f":"IF($D$260=\"\",IF($E$260>0,\"Ny data\",IF($E$260=\"\",\"\",0)),IF($D$260=0,IF($E$260=0,0,\"Ny data\"),($E$260-$D$260)/$D$260))","v":0},{"$f":"IF($E$260=\"\",IF($F$260>0,\"Ny data\",IF($F$260=\"\",\"\",0)),IF($E$260=0,IF($F$260=0,0,\"Ny data\"),($F$260-$E$260)/$E$260))","v":0}]
["Renseanlæg >= 5.000 PE, Vandbehandling",null,null,null,null,null,{"$f":"IF($D$261=\"\",IF($E$261>0,\"Ny data\",IF($E$261=\"\",\"\",0)),IF($D$261=0,IF($E$261=0,0,\"Ny data\"),($E$261-$D$261)/$D$261))","v":""},{"$f":"IF($E$261=\"\",IF($F$261>0,\"Ny data\",IF($F$261=\"\",\"\",0)),IF($E$261=0,IF($F$261=0,0,\"Ny data\"),($F$261-$E$261)/$E$261))","v":""}]
["Indløb med riste, Konstruktioner","PE",60,0,0,0,{"$f":"IF($D$262=\"\",IF($E$262>0,\"Ny data\",IF($E$262=\"\",\"\",0)),IF($D$262=0,IF($E$262=0,0,\"Ny data\"),($E$262-$D$262)/$D$262))","v":0},{"$f":"IF($E$262=\"\",IF($F$262>0,\"Ny data\",IF($F$262=\"\",\"\",0)),IF($E$262=0,IF($F$262=0,0,\"Ny data\"),($F$262-$E$262)/$E$262))","v":0}]
["Indløb med riste, Mek/EL","PE",20,0,0,0,{"$f":"IF($D$263=\"\",IF($E$263>0,\"Ny data\",IF($E$263=\"\",\"\",0)),IF($D$263=0,IF($E$263=0,0,\"Ny data\"),($E$263-$D$263)/$D$263))","v":0},{"$f":"IF($E$263=\"\",IF($F$263>0,\"Ny data\",IF($F$263=\"\",\"\",0)),IF($E$263=0,IF($F$263=0,0,\"Ny data\"),($F$263-$E$263)/$E$263))","v":0}]
["Indløb med riste, SRO","PE",10,0,0,0,{"$f":"IF($D$264=\"\",IF($E$264>0,\"Ny data\",IF($E$264=\"\",\"\",0)),IF($D$264=0,IF($E$264=0,0,\"Ny data\"),($E$264-$D$264)/$D$264))","v":0},{"$f":"IF($E$264=\"\",IF($F$264>0,\"Ny data\",IF($F$264=\"\",\"\",0)),IF($E$264=0,IF($F$264=0,0,\"Ny data\"),($F$264-$E$264)/$E$264))","v":0}]
["Sand- og fedtfang, Kontruktioner","PE",60,0,0,0,{"$f":"IF($D$265=\"\",IF($E$265>0,\"Ny data\",IF($E$265=\"\",\"\",0)),IF($D$265=0,IF($E$265=0,0,\"Ny data\"),($E$265-$D$265)/$D$265))","v":0},{"$f":"IF($E$265=\"\",IF($F$265>0,\"Ny data\",IF($F$265=\"\",\"\",0)),IF($E$265=0,IF($F$265=0,0,\"Ny data\"),($F$265-$E$265)/$E$265))","v":0}]
["Sand- og fedtfang, Mek/EL","PE",20,0,0,0,{"$f":"IF($D$266=\"\",IF($E$266>0,\"Ny data\",IF($E$266=\"\",\"\",0)),IF($D$266=0,IF($E$266=0,0,\"Ny data\"),($E$266-$D$266)/$D$266))","v":0},{"$f":"IF($E$266=\"\",IF($F$266>0,\"Ny data\",IF($F$266=\"\",\"\",0)),IF($E$266=0,IF($F$266=0,0,\"Ny data\"),($F$266-$E$266)/$E$266))","v":0}]
["Sand- og fedtfang, SRO","PE",10,0,0,0,{"$f":"IF($D$267=\"\",IF($E$267>0,\"Ny data\",IF($E$267=\"\",\"\",0)),IF($D$267=0,IF($E$267=0,0,\"Ny data\"),($E$267-$D$267)/$D$267))","v":0},{"$f":"IF($E$267=\"\",IF($F$267>0,\"Ny data\",IF($F$267=\"\",\"\",0)),IF($E$267=0,IF($F$267=0,0,\"Ny data\"),($F$267-$E$267)/$E$267))","v":0}]
["Forklaring, Konstruktioner","PE",60,0,0,0,{"$f":"IF($D$268=\"\",IF($E$268>0,\"Ny data\",IF($E$268=\"\",\"\",0)),IF($D$268=0,IF($E$268=0,0,\"Ny data\"),($E$268-$D$268)/$D$268))","v":0},{"$f":"IF($E$268=\"\",IF($F$268>0,\"Ny data\",IF($F$268=\"\",\"\",0)),IF($E$268=0,IF($F$268=0,0,\"Ny data\"),($F$268-$E$268)/$E$268))","v":0}]
["Forklaring, Mek/EL","PE",20,0,0,0,{"$f":"IF($D$269=\"\",IF($E$269>0,\"Ny data\",IF($E$269=\"\",\"\",0)),IF($D$269=0,IF($E$269=0,0,\"Ny data\"),($E$269-$D$269)/$D$269))","v":0},{"$f":"IF($E$269=\"\",IF($F$269>0,\"Ny data\",IF($F$269=\"\",\"\",0)),IF($E$269=0,IF($F$269=0,0,\"Ny data\"),($F$269-$E$269)/$E$269))","v":0}]
["Forklaring, SRO","PE",10,0,0,0,{"$f":"IF($D$270=\"\",IF($E$270>0,\"Ny data\",IF($E$270=\"\",\"\",0)),IF($D$270=0,IF($E$270=0,0,\"Ny data\"),($E$270-$D$270)/$D$270))","v":0},{"$f":"IF($E$270=\"\",IF($F$270>0,\"Ny data\",IF($F$270=\"\",\"\",0)),IF($E$270=0,IF($F$270=0,0,\"Ny data\"),($F$270-$E$270)/$E$270))","v":0}]
["Beluftningstanke, Konstruktioner","PE",60,0,0,0,{"$f":"IF($D$271=\"\",IF($E$271>0,\"Ny data\",IF($E$271=\"\",\"\",0)),IF($D$271=0,IF($E$271=0,0,\"Ny data\"),($E$271-$D$271)/$D$271))","v":0},{"$f":"IF($E$271=\"\",IF($F$271>0,\"Ny data\",IF($F$271=\"\",\"\",0)),IF($E$271=0,IF($F$271=0,0,\"Ny data\"),($F$271-$E$271)/$E$271))","v":0}]
["Beluftningstanke, Mek/EL","PE",20,0,0,0,{"$f":"IF($D$272=\"\",IF($E$272>0,\"Ny data\",IF($E$272=\"\",\"\",0)),IF($D$272=0,IF($E$272=0,0,\"Ny data\"),($E$272-$D$272)/$D$272))","v":0},{"$f":"IF($E$272=\"\",IF($F$272>0,\"Ny data\",IF($F$272=\"\",\"\",0)),IF($E$272=0,IF($F$272=0,0,\"Ny data\"),($F$272-$E$272)/$E$272))","v":0}]
["Beluftningstanke, SRO","PE",10,0,0,0,{"$f":"IF($D$273=\"\",IF($E$273>0,\"Ny data\",IF($E$273=\"\",\"\",0)),IF($D$273=0,IF($E$273=0,0,\"Ny data\"),($E$273-$D$273)/$D$273))","v":0},{"$f":"IF($E$273=\"\",IF($F$273>0,\"Ny data\",IF($F$273=\"\",\"\",0)),IF($E$273=0,IF($F$273=0,0,\"Ny data\"),($F$273-$E$273)/$E$273))","v":0}]
["Efterklaringstanke, Konstruktioner","PE",60,0,0,0,{"$f":"IF($D$274=\"\",IF($E$274>0,\"Ny data\",IF($E$274=\"\",\"\",0)),IF($D$274=0,IF($E$274=0,0,\"Ny data\"),($E$274-$D$274)/$D$274))","v":0},{"$f":"IF($E$274=\"\",IF($F$274>0,\"Ny data\",IF($F$274=\"\",\"\",0)),IF($E$274=0,IF($F$274=0,0,\"Ny data\"),($F$274-$E$274)/$E$274))","v":0}]
["Efterklaringstanke, Mek/El","PE",20,0,0,0,{"$f":"IF($D$275=\"\",IF($E$275>0,\"Ny data\",IF($E$275=\"\",\"\",0)),IF($D$275=0,IF($E$275=0,0,\"Ny data\"),($E$275-$D$275)/$D$275))","v":0},{"$f":"IF($E$275=\"\",IF($F$275>0,\"Ny data\",IF($F$275=\"\",\"\",0)),IF($E$275=0,IF($F$275=0,0,\"Ny data\"),($F$275-$E$275)/$E$275))","v":0}]
["Efterklaringstanke, SRO","PE",10,0,0,0,{"$f":"IF($D$276=\"\",IF($E$276>0,\"Ny data\",IF($E$276=\"\",\"\",0)),IF($D$276=0,IF($E$276=0,0,\"Ny data\"),($E$276-$D$276)/$D$276))","v":0},{"$f":"IF($E$276=\"\",IF($F$276>0,\"Ny data\",IF($F$276=\"\",\"\",0)),IF($E$276=0,IF($F$276=0,0,\"Ny data\"),($F$276-$E$276)/$E$276))","v":0}]
["Efterbehandlingsanlæg (sandfilter), Konstruktioner","PE",60,0,0,0,{"$f":"IF($D$277=\"\",IF($E$277>0,\"Ny data\",IF($E$277=\"\",\"\",0)),IF($D$277=0,IF($E$277=0,0,\"Ny data\"),($E$277-$D$277)/$D$277))","v":0},{"$f":"IF($E$277=\"\",IF($F$277>0,\"Ny data\",IF($F$277=\"\",\"\",0)),IF($E$277=0,IF($F$277=0,0,\"Ny data\"),($F$277-$E$277)/$E$277))","v":0}]
["Efterbehandlingsanlæg (sandfilter), Mek/EL","PE",20,0,0,0,{"$f":"IF($D$278=\"\",IF($E$278>0,\"Ny data\",IF($E$278=\"\",\"\",0)),IF($D$278=0,IF($E$278=0,0,\"Ny data\"),($E$278-$D$278)/$D$278))","v":0},{"$f":"IF($E$278=\"\",IF($F$278>0,\"Ny data\",IF($F$278=\"\",\"\",0)),IF($E$278=0,IF($F$278=0,0,\"Ny data\"),($F$278-$E$278)/$E$278))","v":0}]
["Efterbehandlingsanlæg (sandfilter), SRO","PE",10,0,0,0,{"$f":"IF($D$279=\"\",IF($E$279>0,\"Ny data\",IF($E$279=\"\",\"\",0)),IF($D$279=0,IF($E$279=0,0,\"Ny data\"),($E$279-$D$279)/$D$279))","v":0},{"$f":"IF($E$279=\"\",IF($F$279>0,\"Ny data\",IF($F$279=\"\",\"\",0)),IF($E$279=0,IF($F$279=0,0,\"Ny data\"),($F$279-$E$279)/$E$279))","v":0}]
["Renseanlæg >= 5.000 PE, Slambehandling",null,null,null,null,null,{"$f":"IF($D$280=\"\",IF($E$280>0,\"Ny data\",IF($E$280=\"\",\"\",0)),IF($D$280=0,IF($E$280=0,0,\"Ny data\"),($E$280-$D$280)/$D$280))","v":""},{"$f":"IF($E$280=\"\",IF($F$280>0,\"Ny data\",IF($F$280=\"\",\"\",0)),IF($E$280=0,IF($F$280=0,0,\"Ny data\"),($F$280-$E$280)/$E$280))","v":""}]
["Forafvanding, slam, Konstruktion","PE",60,0,0,0,{"$f":"IF($D$281=\"\",IF($E$281>0,\"Ny data\",IF($E$281=\"\",\"\",0)),IF($D$281=0,IF($E$281=0,0,\"Ny data\"),($E$281-$D$281)/$D$281))","v":0},{"$f":"IF($E$281=\"\",IF($F$281>0,\"Ny data\",IF($F$281=\"\",\"\",0)),IF($E$281=0,IF($F$281=0,0,\"Ny data\"),($F$281-$E$281)/$E$281))","v":0}]
["Forafvanding, slam, Mek/EL","PE",20,0,0,0,{"$f":"IF($D$282=\"\",IF($E$282>0,\"Ny data\",IF($E$282=\"\",\"\",0)),IF($D$282=0,IF($E$282=0,0,\"Ny data\"),($E$282-$D$282)/$D$282))","v":0},{"$f":"IF($E$282=\"\",IF($F$282>0,\"Ny data\",IF($F$282=\"\",\"\",0)),IF($E$282=0,IF($F$282=0,0,\"Ny data\"),($F$282-$E$282)/$E$282))","v":0}]
["Forafvanding, slam, SRO","PE",10,0,0,0,{"$f":"IF($D$283=\"\",IF($E$283>0,\"Ny data\",IF($E$283=\"\",\"\",0)),IF($D$283=0,IF($E$283=0,0,\"Ny data\"),($E$283-$D$283)/$D$283))","v":0},{"$f":"IF($E$283=\"\",IF($F$283>0,\"Ny data\",IF($F$283=\"\",\"\",0)),IF($E$283=0,IF($F$283=0,0,\"Ny data\"),($F$283-$E$283)/$E$283))","v":0}]
["Rådnetanke, slam, Konstruktioner","PE",60,0,0,0,{"$f":"IF($D$284=\"\",IF($E$284>0,\"Ny data\",IF($E$284=\"\",\"\",0)),IF($D$284=0,IF($E$284=0,0,\"Ny data\"),($E$284-$D$284)/$D$284))","v":0},{"$f":"IF($E$284=\"\",IF($F$284>0,\"Ny data\",IF($F$284=\"\",\"\",0)),IF($E$284=0,IF($F$284=0,0,\"Ny data\"),($F$284-$E$284)/$E$284))","v":0}]
["Rådnetanke, slam, Mek/EL","PE",20,0,0,0,{"$f":"IF($D$285=\"\",IF($E$285>0,\"Ny data\",IF($E$285=\"\",\"\",0)),IF($D$285=0,IF($E$285=0,0,\"Ny data\"),($E$285-$D$285)/$D$285))","v":0},{"$f":"IF($E$285=\"\",IF($F$285>0,\"Ny data\",IF($F$285=\"\",\"\",0)),IF($E$285=0,IF($F$285=0,0,\"Ny data\"),($F$285-$E$285)/$E$285))","v":0}]
["Rådnetanke, slam, SRO","PE",10,0,0,0,{"$f":"IF($D$286=\"\",IF($E$286>0,\"Ny data\",IF($E$286=\"\",\"\",0)),IF($D$286=0,IF($E$286=0,0,\"Ny data\"),($E$286-$D$286)/$D$286))","v":0},{"$f":"IF($E$286=\"\",IF($F$286>0,\"Ny data\",IF($F$286=\"\",\"\",0)),IF($E$286=0,IF($F$286=0,0,\"Ny data\"),($F$286-$E$286)/$E$286))","v":0}]
["Gasdisponering, Konstruktioner","PE",60,0,0,0,{"$f":"IF($D$287=\"\",IF($E$287>0,\"Ny data\",IF($E$287=\"\",\"\",0)),IF($D$287=0,IF($E$287=0,0,\"Ny data\"),($E$287-$D$287)/$D$287))","v":0},{"$f":"IF($E$287=\"\",IF($F$287>0,\"Ny data\",IF($F$287=\"\",\"\",0)),IF($E$287=0,IF($F$287=0,0,\"Ny data\"),($F$287-$E$287)/$E$287))","v":0}]
["Gasdisponering, Mek/EL","PE",20,0,0,0,{"$f":"IF($D$288=\"\",IF($E$288>0,\"Ny data\",IF($E$288=\"\",\"\",0)),IF($D$288=0,IF($E$288=0,0,\"Ny data\"),($E$288-$D$288)/$D$288))","v":0},{"$f":"IF($E$288=\"\",IF($F$288>0,\"Ny data\",IF($F$288=\"\",\"\",0)),IF($E$288=0,IF($F$288=0,0,\"Ny data\"),($F$288-$E$288)/$E$288))","v":0}]
["Gasdisponering, SRO","PE",10,0,0,0,{"$f":"IF($D$289=\"\",IF($E$289>0,\"Ny data\",IF($E$289=\"\",\"\",0)),IF($D$289=0,IF($E$289=0,0,\"Ny data\"),($E$289-$D$289)/$D$289))","v":0},{"$f":"IF($E$289=\"\",IF($F$289>0,\"Ny data\",IF($F$289=\"\",\"\",0)),IF($E$289=0,IF($F$289=0,0,\"Ny data\"),($F$289-$E$289)/$E$289))","v":0}]
["Gasdisponering - elproduktionsanlæg, Konstruktioner","PE",60,0,0,0,{"$f":"IF($D$290=\"\",IF($E$290>0,\"Ny data\",IF($E$290=\"\",\"\",0)),IF($D$290=0,IF($E$290=0,0,\"Ny data\"),($E$290-$D$290)/$D$290))","v":0},{"$f":"IF($E$290=\"\",IF($F$290>0,\"Ny data\",IF($F$290=\"\",\"\",0)),IF($E$290=0,IF($F$290=0,0,\"Ny data\"),($F$290-$E$290)/$E$290))","v":0}]
["Gasdisponering - elproduktionsanlæg, Mek/EL","PE",20,0,0,0,{"$f":"IF($D$291=\"\",IF($E$291>0,\"Ny data\",IF($E$291=\"\",\"\",0)),IF($D$291=0,IF($E$291=0,0,\"Ny data\"),($E$291-$D$291)/$D$291))","v":0},{"$f":"IF($E$291=\"\",IF($F$291>0,\"Ny data\",IF($F$291=\"\",\"\",0)),IF($E$291=0,IF($F$291=0,0,\"Ny data\"),($F$291-$E$291)/$E$291))","v":0}]
["Gasdisponering - elproduktionsanlæg, SRO","PE",10,0,0,0,{"$f":"IF($D$292=\"\",IF($E$292>0,\"Ny data\",IF($E$292=\"\",\"\",0)),IF($D$292=0,IF($E$292=0,0,\"Ny data\"),($E$292-$D$292)/$D$292))","v":0},{"$f":"IF($E$292=\"\",IF($F$292>0,\"Ny data\",IF($F$292=\"\",\"\",0)),IF($E$292=0,IF($F$292=0,0,\"Ny data\"),($F$292-$E$292)/$E$292))","v":0}]
["Slutafvanding, slam - lavteknologisk (slambede), Konstruktioner","PE",60,0,0,0,{"$f":"IF($D$293=\"\",IF($E$293>0,\"Ny data\",IF($E$293=\"\",\"\",0)),IF($D$293=0,IF($E$293=0,0,\"Ny data\"),($E$293-$D$293)/$D$293))","v":0},{"$f":"IF($E$293=\"\",IF($F$293>0,\"Ny data\",IF($F$293=\"\",\"\",0)),IF($E$293=0,IF($F$293=0,0,\"Ny data\"),($F$293-$E$293)/$E$293))","v":0}]
["Slutafvanding, slam - lavteknologisk (slambede), Mek/EL","PE",20,0,0,0,{"$f":"IF($D$294=\"\",IF($E$294>0,\"Ny data\",IF($E$294=\"\",\"\",0)),IF($D$294=0,IF($E$294=0,0,\"Ny data\"),($E$294-$D$294)/$D$294))","v":0},{"$f":"IF($E$294=\"\",IF($F$294>0,\"Ny data\",IF($F$294=\"\",\"\",0)),IF($E$294=0,IF($F$294=0,0,\"Ny data\"),($F$294-$E$294)/$E$294))","v":0}]
["Slutafvanding, slam - lavteknologisk (slambede), SRO","PE",10,0,0,0,{"$f":"IF($D$295=\"\",IF($E$295>0,\"Ny data\",IF($E$295=\"\",\"\",0)),IF($D$295=0,IF($E$295=0,0,\"Ny data\"),($E$295-$D$295)/$D$295))","v":0},{"$f":"IF($E$295=\"\",IF($F$295>0,\"Ny data\",IF($F$295=\"\",\"\",0)),IF($E$295=0,IF($F$295=0,0,\"Ny data\"),($F$295-$E$295)/$E$295))","v":0}]
["Slutafvanding, slam - højteknologisk (centrifuger), Konstruktioner","PE",60,0,0,0,{"$f":"IF($D$296=\"\",IF($E$296>0,\"Ny data\",IF($E$296=\"\",\"\",0)),IF($D$296=0,IF($E$296=0,0,\"Ny data\"),($E$296-$D$296)/$D$296))","v":0},{"$f":"IF($E$296=\"\",IF($F$296>0,\"Ny data\",IF($F$296=\"\",\"\",0)),IF($E$296=0,IF($F$296=0,0,\"Ny data\"),($F$296-$E$296)/$E$296))","v":0}]
["Slutafvanding, slam - højteknologisk (centrifuger), Mek/El","PE",20,0,0,0,{"$f":"IF($D$297=\"\",IF($E$297>0,\"Ny data\",IF($E$297=\"\",\"\",0)),IF($D$297=0,IF($E$297=0,0,\"Ny data\"),($E$297-$D$297)/$D$297))","v":0},{"$f":"IF($E$297=\"\",IF($F$297>0,\"Ny data\",IF($F$297=\"\",\"\",0)),IF($E$297=0,IF($F$297=0,0,\"Ny data\"),($F$297-$E$297)/$E$297))","v":0}]
["Slutafvanding, slam - højteknologisk (centrifuger), SRO","PE",10,0,0,0,{"$f":"IF($D$298=\"\",IF($E$298>0,\"Ny data\",IF($E$298=\"\",\"\",0)),IF($D$298=0,IF($E$298=0,0,\"Ny data\"),($E$298-$D$298)/$D$298))","v":0},{"$f":"IF($E$298=\"\",IF($F$298>0,\"Ny data\",IF($F$298=\"\",\"\",0)),IF($E$298=0,IF($F$298=0,0,\"Ny data\"),($F$298-$E$298)/$E$298))","v":0}]
["Renseanlæg >= 5.000 PE, Slamdisponering",null,null,null,null,null,{"$f":"IF($D$299=\"\",IF($E$299>0,\"Ny data\",IF($E$299=\"\",\"\",0)),IF($D$299=0,IF($E$299=0,0,\"Ny data\"),($E$299-$D$299)/$D$299))","v":""},{"$f":"IF($E$299=\"\",IF($F$299>0,\"Ny data\",IF($F$299=\"\",\"\",0)),IF($E$299=0,IF($F$299=0,0,\"Ny data\"),($F$299-$E$299)/$E$299))","v":""}]
["Slutdisponering, slam - lavteknologisk (slammineralisering), Konstruktioner","PE",60,0,0,0,{"$f":"IF($D$300=\"\",IF($E$300>0,\"Ny data\",IF($E$300=\"\",\"\",0)),IF($D$300=0,IF($E$300=0,0,\"Ny data\"),($E$300-$D$300)/$D$300))","v":0},{"$f":"IF($E$300=\"\",IF($F$300>0,\"Ny data\",IF($F$300=\"\",\"\",0)),IF($E$300=0,IF($F$300=0,0,\"Ny data\"),($F$300-$E$300)/$E$300))","v":0}]
["Slutdisponering, slam - lavteknologisk (slammineralisering), Mek/EL","PE",20,0,0,0,{"$f":"IF($D$301=\"\",IF($E$301>0,\"Ny data\",IF($E$301=\"\",\"\",0)),IF($D$301=0,IF($E$301=0,0,\"Ny data\"),($E$301-$D$301)/$D$301))","v":0},{"$f":"IF($E$301=\"\",IF($F$301>0,\"Ny data\",IF($F$301=\"\",\"\",0)),IF($E$301=0,IF($F$301=0,0,\"Ny data\"),($F$301-$E$301)/$E$301))","v":0}]
["Slutdisponering, slam - lavteknologisk (slammineralisering), SRO","PE",10,0,0,0,{"$f":"IF($D$302=\"\",IF($E$302>0,\"Ny data\",IF($E$302=\"\",\"\",0)),IF($D$302=0,IF($E$302=0,0,\"Ny data\"),($E$302-$D$302)/$D$302))","v":0},{"$f":"IF($E$302=\"\",IF($F$302>0,\"Ny data\",IF($F$302=\"\",\"\",0)),IF($E$302=0,IF($F$302=0,0,\"Ny data\"),($F$302-$E$302)/$E$302))","v":0}]
["Slutdisponering, slam - højteknologisk (slamtørring), Konstruktioner","PE",60,0,0,0,{"$f":"IF($D$303=\"\",IF($E$303>0,\"Ny data\",IF($E$303=\"\",\"\",0)),IF($D$303=0,IF($E$303=0,0,\"Ny data\"),($E$303-$D$303)/$D$303))","v":0},{"$f":"IF($E$303=\"\",IF($F$303>0,\"Ny data\",IF($F$303=\"\",\"\",0)),IF($E$303=0,IF($F$303=0,0,\"Ny data\"),($F$303-$E$303)/$E$303))","v":0}]
["Slutdisponering, slam - højteknologisk (slamtørring), Mek/EL","PE",20,0,0,0,{"$f":"IF($D$304=\"\",IF($E$304>0,\"Ny data\",IF($E$304=\"\",\"\",0)),IF($D$304=0,IF($E$304=0,0,\"Ny data\"),($E$304-$D$304)/$D$304))","v":0},{"$f":"IF($E$304=\"\",IF($F$304>0,\"Ny data\",IF($F$304=\"\",\"\",0)),IF($E$304=0,IF($F$304=0,0,\"Ny data\"),($F$304-$E$304)/$E$304))","v":0}]
["Slutdisponering, slam - højteknologisk (slamtørring), SRO","PE",10,0,0,0,{"$f":"IF($D$305=\"\",IF($E$305>0,\"Ny data\",IF($E$305=\"\",\"\",0)),IF($D$305=0,IF($E$305=0,0,\"Ny data\"),($E$305-$D$305)/$D$305))","v":0},{"$f":"IF($E$305=\"\",IF($F$305>0,\"Ny data\",IF($F$305=\"\",\"\",0)),IF($E$305=0,IF($F$305=0,0,\"Ny data\"),($F$305-$E$305)/$E$305))","v":0}]
["Slutdisponering, slam - højteknologisk (slamtørring og -forbrænding), Konstruktioner","PE",60,0,0,0,{"$f":"IF($D$306=\"\",IF($E$306>0,\"Ny data\",IF($E$306=\"\",\"\",0)),IF($D$306=0,IF($E$306=0,0,\"Ny data\"),($E$306-$D$306)/$D$306))","v":0},{"$f":"IF($E$306=\"\",IF($F$306>0,\"Ny data\",IF($F$306=\"\",\"\",0)),IF($E$306=0,IF($F$306=0,0,\"Ny data\"),($F$306-$E$306)/$E$306))","v":0}]
["Slutdisponering, slam - højteknologisk (slamtørring og -forbrænding), Mek/EL","PE",20,0,0,0,{"$f":"IF($D$307=\"\",IF($E$307>0,\"Ny data\",IF($E$307=\"\",\"\",0)),IF($D$307=0,IF($E$307=0,0,\"Ny data\"),($E$307-$D$307)/$D$307))","v":0},{"$f":"IF($E$307=\"\",IF($F$307>0,\"Ny data\",IF($F$307=\"\",\"\",0)),IF($E$307=0,IF($F$307=0,0,\"Ny data\"),($F$307-$E$307)/$E$307))","v":0}]
["Slutdisponering, slam - højteknologisk (slamtørring og -forbrænding), SRO","PE",10,0,0,0,{"$f":"IF($D$308=\"\",IF($E$308>0,\"Ny data\",IF($E$308=\"\",\"\",0)),IF($D$308=0,IF($E$308=0,0,\"Ny data\"),($E$308-$D$308)/$D$308))","v":0},{"$f":"IF($E$308=\"\",IF($F$308>0,\"Ny data\",IF($F$308=\"\",\"\",0)),IF($E$308=0,IF($F$308=0,0,\"Ny data\"),($F$308-$E$308)/$E$308))","v":0}]
["Renseanlæg 7",null,null,null,null,null,{"$f":"IF($D$309=\"\",IF($E$309>0,\"Ny data\",IF($E$309=\"\",\"\",0)),IF($D$309=0,IF($E$309=0,0,\"Ny data\"),($E$309-$D$309)/$D$309))","v":""},{"$f":"IF($E$309=\"\",IF($F$309>0,\"Ny data\",IF($F$309=\"\",\"\",0)),IF($E$309=0,IF($F$309=0,0,\"Ny data\"),($F$309-$E$309)/$E$309))","v":""}]
["Mindre renseanlæg",null,null,null,null,null,{"$f":"IF($D$310=\"\",IF($E$310>0,\"Ny data\",IF($E$310=\"\",\"\",0)),IF($D$310=0,IF($E$310=0,0,\"Ny data\"),($E$310-$D$310)/$D$310))","v":""},{"$f":"IF($E$310=\"\",IF($F$310>0,\"Ny data\",IF($F$310=\"\",\"\",0)),IF($E$310=0,IF($F$310=0,0,\"Ny data\"),($F$310-$E$310)/$E$310))","v":""}]
["Mindre renseanlæg < 5.000 PE uden mulighed for opdeling","PE",40,120,120,0,{"$f":"IF($D$311=\"\",IF($E$311>0,\"Ny data\",IF($E$311=\"\",\"\",0)),IF($D$311=0,IF($E$311=0,0,\"Ny data\"),($E$311-$D$311)/$D$311))","v":0},{"$f":"IF($E$311=\"\",IF($F$311>0,\"Ny data\",IF($F$311=\"\",\"\",0)),IF($E$311=0,IF($F$311=0,0,\"Ny data\"),($F$311-$E$311)/$E$311))","v":-1},"Nedlagt"]
["Renseanlæg >= 5.000 PE, Vandbehandling",null,null,null,null,null,{"$f":"IF($D$312=\"\",IF($E$312>0,\"Ny data\",IF($E$312=\"\",\"\",0)),IF($D$312=0,IF($E$312=0,0,\"Ny data\"),($E$312-$D$312)/$D$312))","v":""},{"$f":"IF($E$312=\"\",IF($F$312>0,\"Ny data\",IF($F$312=\"\",\"\",0)),IF($E$312=0,IF($F$312=0,0,\"Ny data\"),($F$312-$E$312)/$E$312))","v":""}]
["Indløb med riste, Konstruktioner","PE",60,0,0,0,{"$f":"IF($D$313=\"\",IF($E$313>0,\"Ny data\",IF($E$313=\"\",\"\",0)),IF($D$313=0,IF($E$313=0,0,\"Ny data\"),($E$313-$D$313)/$D$313))","v":0},{"$f":"IF($E$313=\"\",IF($F$313>0,\"Ny data\",IF($F$313=\"\",\"\",0)),IF($E$313=0,IF($F$313=0,0,\"Ny data\"),($F$313-$E$313)/$E$313))","v":0}]
["Indløb med riste, Mek/EL","PE",20,0,0,0,{"$f":"IF($D$314=\"\",IF($E$314>0,\"Ny data\",IF($E$314=\"\",\"\",0)),IF($D$314=0,IF($E$314=0,0,\"Ny data\"),($E$314-$D$314)/$D$314))","v":0},{"$f":"IF($E$314=\"\",IF($F$314>0,\"Ny data\",IF($F$314=\"\",\"\",0)),IF($E$314=0,IF($F$314=0,0,\"Ny data\"),($F$314-$E$314)/$E$314))","v":0}]
["Indløb med riste, SRO","PE",10,0,0,0,{"$f":"IF($D$315=\"\",IF($E$315>0,\"Ny data\",IF($E$315=\"\",\"\",0)),IF($D$315=0,IF($E$315=0,0,\"Ny data\"),($E$315-$D$315)/$D$315))","v":0},{"$f":"IF($E$315=\"\",IF($F$315>0,\"Ny data\",IF($F$315=\"\",\"\",0)),IF($E$315=0,IF($F$315=0,0,\"Ny data\"),($F$315-$E$315)/$E$315))","v":0}]
["Sand- og fedtfang, Kontruktioner","PE",60,0,0,0,{"$f":"IF($D$316=\"\",IF($E$316>0,\"Ny data\",IF($E$316=\"\",\"\",0)),IF($D$316=0,IF($E$316=0,0,\"Ny data\"),($E$316-$D$316)/$D$316))","v":0},{"$f":"IF($E$316=\"\",IF($F$316>0,\"Ny data\",IF($F$316=\"\",\"\",0)),IF($E$316=0,IF($F$316=0,0,\"Ny data\"),($F$316-$E$316)/$E$316))","v":0}]
["Sand- og fedtfang, Mek/EL","PE",20,0,0,0,{"$f":"IF($D$317=\"\",IF($E$317>0,\"Ny data\",IF($E$317=\"\",\"\",0)),IF($D$317=0,IF($E$317=0,0,\"Ny data\"),($E$317-$D$317)/$D$317))","v":0},{"$f":"IF($E$317=\"\",IF($F$317>0,\"Ny data\",IF($F$317=\"\",\"\",0)),IF($E$317=0,IF($F$317=0,0,\"Ny data\"),($F$317-$E$317)/$E$317))","v":0}]
["Sand- og fedtfang, SRO","PE",10,0,0,0,{"$f":"IF($D$318=\"\",IF($E$318>0,\"Ny data\",IF($E$318=\"\",\"\",0)),IF($D$318=0,IF($E$318=0,0,\"Ny data\"),($E$318-$D$318)/$D$318))","v":0},{"$f":"IF($E$318=\"\",IF($F$318>0,\"Ny data\",IF($F$318=\"\",\"\",0)),IF($E$318=0,IF($F$318=0,0,\"Ny data\"),($F$318-$E$318)/$E$318))","v":0}]
["Forklaring, Konstruktioner","PE",60,0,0,0,{"$f":"IF($D$319=\"\",IF($E$319>0,\"Ny data\",IF($E$319=\"\",\"\",0)),IF($D$319=0,IF($E$319=0,0,\"Ny data\"),($E$319-$D$319)/$D$319))","v":0},{"$f":"IF($E$319=\"\",IF($F$319>0,\"Ny data\",IF($F$319=\"\",\"\",0)),IF($E$319=0,IF($F$319=0,0,\"Ny data\"),($F$319-$E$319)/$E$319))","v":0}]
["Forklaring, Mek/EL","PE",20,0,0,0,{"$f":"IF($D$320=\"\",IF($E$320>0,\"Ny data\",IF($E$320=\"\",\"\",0)),IF($D$320=0,IF($E$320=0,0,\"Ny data\"),($E$320-$D$320)/$D$320))","v":0},{"$f":"IF($E$320=\"\",IF($F$320>0,\"Ny data\",IF($F$320=\"\",\"\",0)),IF($E$320=0,IF($F$320=0,0,\"Ny data\"),($F$320-$E$320)/$E$320))","v":0}]
["Forklaring, SRO","PE",10,0,0,0,{"$f":"IF($D$321=\"\",IF($E$321>0,\"Ny data\",IF($E$321=\"\",\"\",0)),IF($D$321=0,IF($E$321=0,0,\"Ny data\"),($E$321-$D$321)/$D$321))","v":0},{"$f":"IF($E$321=\"\",IF($F$321>0,\"Ny data\",IF($F$321=\"\",\"\",0)),IF($E$321=0,IF($F$321=0,0,\"Ny data\"),($F$321-$E$321)/$E$321))","v":0}]
["Beluftningstanke, Konstruktioner","PE",60,0,0,0,{"$f":"IF($D$322=\"\",IF($E$322>0,\"Ny data\",IF($E$322=\"\",\"\",0)),IF($D$322=0,IF($E$322=0,0,\"Ny data\"),($E$322-$D$322)/$D$322))","v":0},{"$f":"IF($E$322=\"\",IF($F$322>0,\"Ny data\",IF($F$322=\"\",\"\",0)),IF($E$322=0,IF($F$322=0,0,\"Ny data\"),($F$322-$E$322)/$E$322))","v":0}]
["Beluftningstanke, Mek/EL","PE",20,0,0,0,{"$f":"IF($D$323=\"\",IF($E$323>0,\"Ny data\",IF($E$323=\"\",\"\",0)),IF($D$323=0,IF($E$323=0,0,\"Ny data\"),($E$323-$D$323)/$D$323))","v":0},{"$f":"IF($E$323=\"\",IF($F$323>0,\"Ny data\",IF($F$323=\"\",\"\",0)),IF($E$323=0,IF($F$323=0,0,\"Ny data\"),($F$323-$E$323)/$E$323))","v":0}]
["Beluftningstanke, SRO","PE",10,0,0,0,{"$f":"IF($D$324=\"\",IF($E$324>0,\"Ny data\",IF($E$324=\"\",\"\",0)),IF($D$324=0,IF($E$324=0,0,\"Ny data\"),($E$324-$D$324)/$D$324))","v":0},{"$f":"IF($E$324=\"\",IF($F$324>0,\"Ny data\",IF($F$324=\"\",\"\",0)),IF($E$324=0,IF($F$324=0,0,\"Ny data\"),($F$324-$E$324)/$E$324))","v":0}]
["Efterklaringstanke, Konstruktioner","PE",60,0,0,0,{"$f":"IF($D$325=\"\",IF($E$325>0,\"Ny data\",IF($E$325=\"\",\"\",0)),IF($D$325=0,IF($E$325=0,0,\"Ny data\"),($E$325-$D$325)/$D$325))","v":0},{"$f":"IF($E$325=\"\",IF($F$325>0,\"Ny data\",IF($F$325=\"\",\"\",0)),IF($E$325=0,IF($F$325=0,0,\"Ny data\"),($F$325-$E$325)/$E$325))","v":0}]
["Efterklaringstanke, Mek/El","PE",20,0,0,0,{"$f":"IF($D$326=\"\",IF($E$326>0,\"Ny data\",IF($E$326=\"\",\"\",0)),IF($D$326=0,IF($E$326=0,0,\"Ny data\"),($E$326-$D$326)/$D$326))","v":0},{"$f":"IF($E$326=\"\",IF($F$326>0,\"Ny data\",IF($F$326=\"\",\"\",0)),IF($E$326=0,IF($F$326=0,0,\"Ny data\"),($F$326-$E$326)/$E$326))","v":0}]
["Efterklaringstanke, SRO","PE",10,0,0,0,{"$f":"IF($D$327=\"\",IF($E$327>0,\"Ny data\",IF($E$327=\"\",\"\",0)),IF($D$327=0,IF($E$327=0,0,\"Ny data\"),($E$327-$D$327)/$D$327))","v":0},{"$f":"IF($E$327=\"\",IF($F$327>0,\"Ny data\",IF($F$327=\"\",\"\",0)),IF($E$327=0,IF($F$327=0,0,\"Ny data\"),($F$327-$E$327)/$E$327))","v":0}]
["Efterbehandlingsanlæg (sandfilter), Konstruktioner","PE",60,0,0,0,{"$f":"IF($D$328=\"\",IF($E$328>0,\"Ny data\",IF($E$328=\"\",\"\",0)),IF($D$328=0,IF($E$328=0,0,\"Ny data\"),($E$328-$D$328)/$D$328))","v":0},{"$f":"IF($E$328=\"\",IF($F$328>0,\"Ny data\",IF($F$328=\"\",\"\",0)),IF($E$328=0,IF($F$328=0,0,\"Ny data\"),($F$328-$E$328)/$E$328))","v":0}]
["Efterbehandlingsanlæg (sandfilter), Mek/EL","PE",20,0,0,0,{"$f":"IF($D$329=\"\",IF($E$329>0,\"Ny data\",IF($E$329=\"\",\"\",0)),IF($D$329=0,IF($E$329=0,0,\"Ny data\"),($E$329-$D$329)/$D$329))","v":0},{"$f":"IF($E$329=\"\",IF($F$329>0,\"Ny data\",IF($F$329=\"\",\"\",0)),IF($E$329=0,IF($F$329=0,0,\"Ny data\"),($F$329-$E$329)/$E$329))","v":0}]
["Efterbehandlingsanlæg (sandfilter), SRO","PE",10,0,0,0,{"$f":"IF($D$330=\"\",IF($E$330>0,\"Ny data\",IF($E$330=\"\",\"\",0)),IF($D$330=0,IF($E$330=0,0,\"Ny data\"),($E$330-$D$330)/$D$330))","v":0},{"$f":"IF($E$330=\"\",IF($F$330>0,\"Ny data\",IF($F$330=\"\",\"\",0)),IF($E$330=0,IF($F$330=0,0,\"Ny data\"),($F$330-$E$330)/$E$330))","v":0}]
["Renseanlæg >= 5.000 PE, Slambehandling",null,null,null,null,null,{"$f":"IF($D$331=\"\",IF($E$331>0,\"Ny data\",IF($E$331=\"\",\"\",0)),IF($D$331=0,IF($E$331=0,0,\"Ny data\"),($E$331-$D$331)/$D$331))","v":""},{"$f":"IF($E$331=\"\",IF($F$331>0,\"Ny data\",IF($F$331=\"\",\"\",0)),IF($E$331=0,IF($F$331=0,0,\"Ny data\"),($F$331-$E$331)/$E$331))","v":""}]
["Forafvanding, slam, Konstruktion","PE",60,0,0,0,{"$f":"IF($D$332=\"\",IF($E$332>0,\"Ny data\",IF($E$332=\"\",\"\",0)),IF($D$332=0,IF($E$332=0,0,\"Ny data\"),($E$332-$D$332)/$D$332))","v":0},{"$f":"IF($E$332=\"\",IF($F$332>0,\"Ny data\",IF($F$332=\"\",\"\",0)),IF($E$332=0,IF($F$332=0,0,\"Ny data\"),($F$332-$E$332)/$E$332))","v":0}]
["Forafvanding, slam, Mek/EL","PE",20,0,0,0,{"$f":"IF($D$333=\"\",IF($E$333>0,\"Ny data\",IF($E$333=\"\",\"\",0)),IF($D$333=0,IF($E$333=0,0,\"Ny data\"),($E$333-$D$333)/$D$333))","v":0},{"$f":"IF($E$333=\"\",IF($F$333>0,\"Ny data\",IF($F$333=\"\",\"\",0)),IF($E$333=0,IF($F$333=0,0,\"Ny data\"),($F$333-$E$333)/$E$333))","v":0}]
["Forafvanding, slam, SRO","PE",10,0,0,0,{"$f":"IF($D$334=\"\",IF($E$334>0,\"Ny data\",IF($E$334=\"\",\"\",0)),IF($D$334=0,IF($E$334=0,0,\"Ny data\"),($E$334-$D$334)/$D$334))","v":0},{"$f":"IF($E$334=\"\",IF($F$334>0,\"Ny data\",IF($F$334=\"\",\"\",0)),IF($E$334=0,IF($F$334=0,0,\"Ny data\"),($F$334-$E$334)/$E$334))","v":0}]
["Rådnetanke, slam, Konstruktioner","PE",60,0,0,0,{"$f":"IF($D$335=\"\",IF($E$335>0,\"Ny data\",IF($E$335=\"\",\"\",0)),IF($D$335=0,IF($E$335=0,0,\"Ny data\"),($E$335-$D$335)/$D$335))","v":0},{"$f":"IF($E$335=\"\",IF($F$335>0,\"Ny data\",IF($F$335=\"\",\"\",0)),IF($E$335=0,IF($F$335=0,0,\"Ny data\"),($F$335-$E$335)/$E$335))","v":0}]
["Rådnetanke, slam, Mek/EL","PE",20,0,0,0,{"$f":"IF($D$336=\"\",IF($E$336>0,\"Ny data\",IF($E$336=\"\",\"\",0)),IF($D$336=0,IF($E$336=0,0,\"Ny data\"),($E$336-$D$336)/$D$336))","v":0},{"$f":"IF($E$336=\"\",IF($F$336>0,\"Ny data\",IF($F$336=\"\",\"\",0)),IF($E$336=0,IF($F$336=0,0,\"Ny data\"),($F$336-$E$336)/$E$336))","v":0}]
["Rådnetanke, slam, SRO","PE",10,0,0,0,{"$f":"IF($D$337=\"\",IF($E$337>0,\"Ny data\",IF($E$337=\"\",\"\",0)),IF($D$337=0,IF($E$337=0,0,\"Ny data\"),($E$337-$D$337)/$D$337))","v":0},{"$f":"IF($E$337=\"\",IF($F$337>0,\"Ny data\",IF($F$337=\"\",\"\",0)),IF($E$337=0,IF($F$337=0,0,\"Ny data\"),($F$337-$E$337)/$E$337))","v":0}]
["Gasdisponering, Konstruktioner","PE",60,0,0,0,{"$f":"IF($D$338=\"\",IF($E$338>0,\"Ny data\",IF($E$338=\"\",\"\",0)),IF($D$338=0,IF($E$338=0,0,\"Ny data\"),($E$338-$D$338)/$D$338))","v":0},{"$f":"IF($E$338=\"\",IF($F$338>0,\"Ny data\",IF($F$338=\"\",\"\",0)),IF($E$338=0,IF($F$338=0,0,\"Ny data\"),($F$338-$E$338)/$E$338))","v":0}]
["Gasdisponering, Mek/EL","PE",20,0,0,0,{"$f":"IF($D$339=\"\",IF($E$339>0,\"Ny data\",IF($E$339=\"\",\"\",0)),IF($D$339=0,IF($E$339=0,0,\"Ny data\"),($E$339-$D$339)/$D$339))","v":0},{"$f":"IF($E$339=\"\",IF($F$339>0,\"Ny data\",IF($F$339=\"\",\"\",0)),IF($E$339=0,IF($F$339=0,0,\"Ny data\"),($F$339-$E$339)/$E$339))","v":0}]
["Gasdisponering, SRO","PE",10,0,0,0,{"$f":"IF($D$340=\"\",IF($E$340>0,\"Ny data\",IF($E$340=\"\",\"\",0)),IF($D$340=0,IF($E$340=0,0,\"Ny data\"),($E$340-$D$340)/$D$340))","v":0},{"$f":"IF($E$340=\"\",IF($F$340>0,\"Ny data\",IF($F$340=\"\",\"\",0)),IF($E$340=0,IF($F$340=0,0,\"Ny data\"),($F$340-$E$340)/$E$340))","v":0}]
["Gasdisponering - elproduktionsanlæg, Konstruktioner","PE",60,0,0,0,{"$f":"IF($D$341=\"\",IF($E$341>0,\"Ny data\",IF($E$341=\"\",\"\",0)),IF($D$341=0,IF($E$341=0,0,\"Ny data\"),($E$341-$D$341)/$D$341))","v":0},{"$f":"IF($E$341=\"\",IF($F$341>0,\"Ny data\",IF($F$341=\"\",\"\",0)),IF($E$341=0,IF($F$341=0,0,\"Ny data\"),($F$341-$E$341)/$E$341))","v":0}]
["Gasdisponering - elproduktionsanlæg, Mek/EL","PE",20,0,0,0,{"$f":"IF($D$342=\"\",IF($E$342>0,\"Ny data\",IF($E$342=\"\",\"\",0)),IF($D$342=0,IF($E$342=0,0,\"Ny data\"),($E$342-$D$342)/$D$342))","v":0},{"$f":"IF($E$342=\"\",IF($F$342>0,\"Ny data\",IF($F$342=\"\",\"\",0)),IF($E$342=0,IF($F$342=0,0,\"Ny data\"),($F$342-$E$342)/$E$342))","v":0}]
["Gasdisponering - elproduktionsanlæg, SRO","PE",10,0,0,0,{"$f":"IF($D$343=\"\",IF($E$343>0,\"Ny data\",IF($E$343=\"\",\"\",0)),IF($D$343=0,IF($E$343=0,0,\"Ny data\"),($E$343-$D$343)/$D$343))","v":0},{"$f":"IF($E$343=\"\",IF($F$343>0,\"Ny data\",IF($F$343=\"\",\"\",0)),IF($E$343=0,IF($F$343=0,0,\"Ny data\"),($F$343-$E$343)/$E$343))","v":0}]
["Slutafvanding, slam - lavteknologisk (slambede), Konstruktioner","PE",60,0,0,0,{"$f":"IF($D$344=\"\",IF($E$344>0,\"Ny data\",IF($E$344=\"\",\"\",0)),IF($D$344=0,IF($E$344=0,0,\"Ny data\"),($E$344-$D$344)/$D$344))","v":0},{"$f":"IF($E$344=\"\",IF($F$344>0,\"Ny data\",IF($F$344=\"\",\"\",0)),IF($E$344=0,IF($F$344=0,0,\"Ny data\"),($F$344-$E$344)/$E$344))","v":0}]
["Slutafvanding, slam - lavteknologisk (slambede), Mek/EL","PE",20,0,0,0,{"$f":"IF($D$345=\"\",IF($E$345>0,\"Ny data\",IF($E$345=\"\",\"\",0)),IF($D$345=0,IF($E$345=0,0,\"Ny data\"),($E$345-$D$345)/$D$345))","v":0},{"$f":"IF($E$345=\"\",IF($F$345>0,\"Ny data\",IF($F$345=\"\",\"\",0)),IF($E$345=0,IF($F$345=0,0,\"Ny data\"),($F$345-$E$345)/$E$345))","v":0}]
["Slutafvanding, slam - lavteknologisk (slambede), SRO","PE",10,0,0,0,{"$f":"IF($D$346=\"\",IF($E$346>0,\"Ny data\",IF($E$346=\"\",\"\",0)),IF($D$346=0,IF($E$346=0,0,\"Ny data\"),($E$346-$D$346)/$D$346))","v":0},{"$f":"IF($E$346=\"\",IF($F$346>0,\"Ny data\",IF($F$346=\"\",\"\",0)),IF($E$346=0,IF($F$346=0,0,\"Ny data\"),($F$346-$E$346)/$E$346))","v":0}]
["Slutafvanding, slam - højteknologisk (centrifuger), Konstruktioner","PE",60,0,0,0,{"$f":"IF($D$347=\"\",IF($E$347>0,\"Ny data\",IF($E$347=\"\",\"\",0)),IF($D$347=0,IF($E$347=0,0,\"Ny data\"),($E$347-$D$347)/$D$347))","v":0},{"$f":"IF($E$347=\"\",IF($F$347>0,\"Ny data\",IF($F$347=\"\",\"\",0)),IF($E$347=0,IF($F$347=0,0,\"Ny data\"),($F$347-$E$347)/$E$347))","v":0}]
["Slutafvanding, slam - højteknologisk (centrifuger), Mek/El","PE",20,0,0,0,{"$f":"IF($D$348=\"\",IF($E$348>0,\"Ny data\",IF($E$348=\"\",\"\",0)),IF($D$348=0,IF($E$348=0,0,\"Ny data\"),($E$348-$D$348)/$D$348))","v":0},{"$f":"IF($E$348=\"\",IF($F$348>0,\"Ny data\",IF($F$348=\"\",\"\",0)),IF($E$348=0,IF($F$348=0,0,\"Ny data\"),($F$348-$E$348)/$E$348))","v":0}]
["Slutafvanding, slam - højteknologisk (centrifuger), SRO","PE",10,0,0,0,{"$f":"IF($D$349=\"\",IF($E$349>0,\"Ny data\",IF($E$349=\"\",\"\",0)),IF($D$349=0,IF($E$349=0,0,\"Ny data\"),($E$349-$D$349)/$D$349))","v":0},{"$f":"IF($E$349=\"\",IF($F$349>0,\"Ny data\",IF($F$349=\"\",\"\",0)),IF($E$349=0,IF($F$349=0,0,\"Ny data\"),($F$349-$E$349)/$E$349))","v":0}]
["Renseanlæg >= 5.000 PE, Slamdisponering",null,null,null,null,null,{"$f":"IF($D$350=\"\",IF($E$350>0,\"Ny data\",IF($E$350=\"\",\"\",0)),IF($D$350=0,IF($E$350=0,0,\"Ny data\"),($E$350-$D$350)/$D$350))","v":""},{"$f":"IF($E$350=\"\",IF($F$350>0,\"Ny data\",IF($F$350=\"\",\"\",0)),IF($E$350=0,IF($F$350=0,0,\"Ny data\"),($F$350-$E$350)/$E$350))","v":""}]
["Slutdisponering, slam - lavteknologisk (slammineralisering), Konstruktioner","PE",60,0,0,0,{"$f":"IF($D$351=\"\",IF($E$351>0,\"Ny data\",IF($E$351=\"\",\"\",0)),IF($D$351=0,IF($E$351=0,0,\"Ny data\"),($E$351-$D$351)/$D$351))","v":0},{"$f":"IF($E$351=\"\",IF($F$351>0,\"Ny data\",IF($F$351=\"\",\"\",0)),IF($E$351=0,IF($F$351=0,0,\"Ny data\"),($F$351-$E$351)/$E$351))","v":0}]
["Slutdisponering, slam - lavteknologisk (slammineralisering), Mek/EL","PE",20,0,0,0,{"$f":"IF($D$352=\"\",IF($E$352>0,\"Ny data\",IF($E$352=\"\",\"\",0)),IF($D$352=0,IF($E$352=0,0,\"Ny data\"),($E$352-$D$352)/$D$352))","v":0},{"$f":"IF($E$352=\"\",IF($F$352>0,\"Ny data\",IF($F$352=\"\",\"\",0)),IF($E$352=0,IF($F$352=0,0,\"Ny data\"),($F$352-$E$352)/$E$352))","v":0}]
["Slutdisponering, slam - lavteknologisk (slammineralisering), SRO","PE",10,0,0,0,{"$f":"IF($D$353=\"\",IF($E$353>0,\"Ny data\",IF($E$353=\"\",\"\",0)),IF($D$353=0,IF($E$353=0,0,\"Ny data\"),($E$353-$D$353)/$D$353))","v":0},{"$f":"IF($E$353=\"\",IF($F$353>0,\"Ny data\",IF($F$353=\"\",\"\",0)),IF($E$353=0,IF($F$353=0,0,\"Ny data\"),($F$353-$E$353)/$E$353))","v":0}]
["Slutdisponering, slam - højteknologisk (slamtørring), Konstruktioner","PE",60,0,0,0,{"$f":"IF($D$354=\"\",IF($E$354>0,\"Ny data\",IF($E$354=\"\",\"\",0)),IF($D$354=0,IF($E$354=0,0,\"Ny data\"),($E$354-$D$354)/$D$354))","v":0},{"$f":"IF($E$354=\"\",IF($F$354>0,\"Ny data\",IF($F$354=\"\",\"\",0)),IF($E$354=0,IF($F$354=0,0,\"Ny data\"),($F$354-$E$354)/$E$354))","v":0}]
["Slutdisponering, slam - højteknologisk (slamtørring), Mek/EL","PE",20,0,0,0,{"$f":"IF($D$355=\"\",IF($E$355>0,\"Ny data\",IF($E$355=\"\",\"\",0)),IF($D$355=0,IF($E$355=0,0,\"Ny data\"),($E$355-$D$355)/$D$355))","v":0},{"$f":"IF($E$355=\"\",IF($F$355>0,\"Ny data\",IF($F$355=\"\",\"\",0)),IF($E$355=0,IF($F$355=0,0,\"Ny data\"),($F$355-$E$355)/$E$355))","v":0}]
["Slutdisponering, slam - højteknologisk (slamtørring), SRO","PE",10,0,0,0,{"$f":"IF($D$356=\"\",IF($E$356>0,\"Ny data\",IF($E$356=\"\",\"\",0)),IF($D$356=0,IF($E$356=0,0,\"Ny data\"),($E$356-$D$356)/$D$356))","v":0},{"$f":"IF($E$356=\"\",IF($F$356>0,\"Ny data\",IF($F$356=\"\",\"\",0)),IF($E$356=0,IF($F$356=0,0,\"Ny data\"),($F$356-$E$356)/$E$356))","v":0}]
["Slutdisponering, slam - højteknologisk (slamtørring og -forbrænding), Konstruktioner","PE",60,0,0,0,{"$f":"IF($D$357=\"\",IF($E$357>0,\"Ny data\",IF($E$357=\"\",\"\",0)),IF($D$357=0,IF($E$357=0,0,\"Ny data\"),($E$357-$D$357)/$D$357))","v":0},{"$f":"IF($E$357=\"\",IF($F$357>0,\"Ny data\",IF($F$357=\"\",\"\",0)),IF($E$357=0,IF($F$357=0,0,\"Ny data\"),($F$357-$E$357)/$E$357))","v":0}]
["Slutdisponering, slam - højteknologisk (slamtørring og -forbrænding), Mek/EL","PE",20,0,0,0,{"$f":"IF($D$358=\"\",IF($E$358>0,\"Ny data\",IF($E$358=\"\",\"\",0)),IF($D$358=0,IF($E$358=0,0,\"Ny data\"),($E$358-$D$358)/$D$358))","v":0},{"$f":"IF($E$358=\"\",IF($F$358>0,\"Ny data\",IF($F$358=\"\",\"\",0)),IF($E$358=0,IF($F$358=0,0,\"Ny data\"),($F$358-$E$358)/$E$358))","v":0}]
["Slutdisponering, slam - højteknologisk (slamtørring og -forbrænding), SRO","PE",10,0,0,0,{"$f":"IF($D$359=\"\",IF($E$359>0,\"Ny data\",IF($E$359=\"\",\"\",0)),IF($D$359=0,IF($E$359=0,0,\"Ny data\"),($E$359-$D$359)/$D$359))","v":0},{"$f":"IF($E$359=\"\",IF($F$359>0,\"Ny data\",IF($F$359=\"\",\"\",0)),IF($E$359=0,IF($F$359=0,0,\"Ny data\"),($F$359-$E$359)/$E$359))","v":0}]
["Renseanlæg 8",null,null,null,null,null,{"$f":"IF($D$360=\"\",IF($E$360>0,\"Ny data\",IF($E$360=\"\",\"\",0)),IF($D$360=0,IF($E$360=0,0,\"Ny data\"),($E$360-$D$360)/$D$360))","v":""},{"$f":"IF($E$360=\"\",IF($F$360>0,\"Ny data\",IF($F$360=\"\",\"\",0)),IF($E$360=0,IF($F$360=0,0,\"Ny data\"),($F$360-$E$360)/$E$360))","v":""}]
["Mindre renseanlæg",null,null,null,null,null,{"$f":"IF($D$361=\"\",IF($E$361>0,\"Ny data\",IF($E$361=\"\",\"\",0)),IF($D$361=0,IF($E$361=0,0,\"Ny data\"),($E$361-$D$361)/$D$361))","v":""},{"$f":"IF($E$361=\"\",IF($F$361>0,\"Ny data\",IF($F$361=\"\",\"\",0)),IF($E$361=0,IF($F$361=0,0,\"Ny data\"),($F$361-$E$361)/$E$361))","v":""}]
["Mindre renseanlæg < 5.000 PE uden mulighed for opdeling","PE",40,270,270,270,{"$f":"IF($D$362=\"\",IF($E$362>0,\"Ny data\",IF($E$362=\"\",\"\",0)),IF($D$362=0,IF($E$362=0,0,\"Ny data\"),($E$362-$D$362)/$D$362))","v":0},{"$f":"IF($E$362=\"\",IF($F$362>0,\"Ny data\",IF($F$362=\"\",\"\",0)),IF($E$362=0,IF($F$362=0,0,\"Ny data\"),($F$362-$E$362)/$E$362))","v":0}]
["Renseanlæg >= 5.000 PE, Vandbehandling",null,null,null,null,null,{"$f":"IF($D$363=\"\",IF($E$363>0,\"Ny data\",IF($E$363=\"\",\"\",0)),IF($D$363=0,IF($E$363=0,0,\"Ny data\"),($E$363-$D$363)/$D$363))","v":""},{"$f":"IF($E$363=\"\",IF($F$363>0,\"Ny data\",IF($F$363=\"\",\"\",0)),IF($E$363=0,IF($F$363=0,0,\"Ny data\"),($F$363-$E$363)/$E$363))","v":""}]
["Indløb med riste, Konstruktioner","PE",60,0,0,0,{"$f":"IF($D$364=\"\",IF($E$364>0,\"Ny data\",IF($E$364=\"\",\"\",0)),IF($D$364=0,IF($E$364=0,0,\"Ny data\"),($E$364-$D$364)/$D$364))","v":0},{"$f":"IF($E$364=\"\",IF($F$364>0,\"Ny data\",IF($F$364=\"\",\"\",0)),IF($E$364=0,IF($F$364=0,0,\"Ny data\"),($F$364-$E$364)/$E$364))","v":0}]
["Indløb med riste, Mek/EL","PE",20,0,0,0,{"$f":"IF($D$365=\"\",IF($E$365>0,\"Ny data\",IF($E$365=\"\",\"\",0)),IF($D$365=0,IF($E$365=0,0,\"Ny data\"),($E$365-$D$365)/$D$365))","v":0},{"$f":"IF($E$365=\"\",IF($F$365>0,\"Ny data\",IF($F$365=\"\",\"\",0)),IF($E$365=0,IF($F$365=0,0,\"Ny data\"),($F$365-$E$365)/$E$365))","v":0}]
["Indløb med riste, SRO","PE",10,0,0,0,{"$f":"IF($D$366=\"\",IF($E$366>0,\"Ny data\",IF($E$366=\"\",\"\",0)),IF($D$366=0,IF($E$366=0,0,\"Ny data\"),($E$366-$D$366)/$D$366))","v":0},{"$f":"IF($E$366=\"\",IF($F$366>0,\"Ny data\",IF($F$366=\"\",\"\",0)),IF($E$366=0,IF($F$366=0,0,\"Ny data\"),($F$366-$E$366)/$E$366))","v":0}]
["Sand- og fedtfang, Kontruktioner","PE",60,0,0,0,{"$f":"IF($D$367=\"\",IF($E$367>0,\"Ny data\",IF($E$367=\"\",\"\",0)),IF($D$367=0,IF($E$367=0,0,\"Ny data\"),($E$367-$D$367)/$D$367))","v":0},{"$f":"IF($E$367=\"\",IF($F$367>0,\"Ny data\",IF($F$367=\"\",\"\",0)),IF($E$367=0,IF($F$367=0,0,\"Ny data\"),($F$367-$E$367)/$E$367))","v":0}]
["Sand- og fedtfang, Mek/EL","PE",20,0,0,0,{"$f":"IF($D$368=\"\",IF($E$368>0,\"Ny data\",IF($E$368=\"\",\"\",0)),IF($D$368=0,IF($E$368=0,0,\"Ny data\"),($E$368-$D$368)/$D$368))","v":0},{"$f":"IF($E$368=\"\",IF($F$368>0,\"Ny data\",IF($F$368=\"\",\"\",0)),IF($E$368=0,IF($F$368=0,0,\"Ny data\"),($F$368-$E$368)/$E$368))","v":0}]
["Sand- og fedtfang, SRO","PE",10,0,0,0,{"$f":"IF($D$369=\"\",IF($E$369>0,\"Ny data\",IF($E$369=\"\",\"\",0)),IF($D$369=0,IF($E$369=0,0,\"Ny data\"),($E$369-$D$369)/$D$369))","v":0},{"$f":"IF($E$369=\"\",IF($F$369>0,\"Ny data\",IF($F$369=\"\",\"\",0)),IF($E$369=0,IF($F$369=0,0,\"Ny data\"),($F$369-$E$369)/$E$369))","v":0}]
["Forklaring, Konstruktioner","PE",60,0,0,0,{"$f":"IF($D$370=\"\",IF($E$370>0,\"Ny data\",IF($E$370=\"\",\"\",0)),IF($D$370=0,IF($E$370=0,0,\"Ny data\"),($E$370-$D$370)/$D$370))","v":0},{"$f":"IF($E$370=\"\",IF($F$370>0,\"Ny data\",IF($F$370=\"\",\"\",0)),IF($E$370=0,IF($F$370=0,0,\"Ny data\"),($F$370-$E$370)/$E$370))","v":0}]
["Forklaring, Mek/EL","PE",20,0,0,0,{"$f":"IF($D$371=\"\",IF($E$371>0,\"Ny data\",IF($E$371=\"\",\"\",0)),IF($D$371=0,IF($E$371=0,0,\"Ny data\"),($E$371-$D$371)/$D$371))","v":0},{"$f":"IF($E$371=\"\",IF($F$371>0,\"Ny data\",IF($F$371=\"\",\"\",0)),IF($E$371=0,IF($F$371=0,0,\"Ny data\"),($F$371-$E$371)/$E$371))","v":0}]
["Forklaring, SRO","PE",10,0,0,0,{"$f":"IF($D$372=\"\",IF($E$372>0,\"Ny data\",IF($E$372=\"\",\"\",0)),IF($D$372=0,IF($E$372=0,0,\"Ny data\"),($E$372-$D$372)/$D$372))","v":0},{"$f":"IF($E$372=\"\",IF($F$372>0,\"Ny data\",IF($F$372=\"\",\"\",0)),IF($E$372=0,IF($F$372=0,0,\"Ny data\"),($F$372-$E$372)/$E$372))","v":0}]
["Beluftningstanke, Konstruktioner","PE",60,0,0,0,{"$f":"IF($D$373=\"\",IF($E$373>0,\"Ny data\",IF($E$373=\"\",\"\",0)),IF($D$373=0,IF($E$373=0,0,\"Ny data\"),($E$373-$D$373)/$D$373))","v":0},{"$f":"IF($E$373=\"\",IF($F$373>0,\"Ny data\",IF($F$373=\"\",\"\",0)),IF($E$373=0,IF($F$373=0,0,\"Ny data\"),($F$373-$E$373)/$E$373))","v":0}]
["Beluftningstanke, Mek/EL","PE",20,0,0,0,{"$f":"IF($D$374=\"\",IF($E$374>0,\"Ny data\",IF($E$374=\"\",\"\",0)),IF($D$374=0,IF($E$374=0,0,\"Ny data\"),($E$374-$D$374)/$D$374))","v":0},{"$f":"IF($E$374=\"\",IF($F$374>0,\"Ny data\",IF($F$374=\"\",\"\",0)),IF($E$374=0,IF($F$374=0,0,\"Ny data\"),($F$374-$E$374)/$E$374))","v":0}]
["Beluftningstanke, SRO","PE",10,0,0,0,{"$f":"IF($D$375=\"\",IF($E$375>0,\"Ny data\",IF($E$375=\"\",\"\",0)),IF($D$375=0,IF($E$375=0,0,\"Ny data\"),($E$375-$D$375)/$D$375))","v":0},{"$f":"IF($E$375=\"\",IF($F$375>0,\"Ny data\",IF($F$375=\"\",\"\",0)),IF($E$375=0,IF($F$375=0,0,\"Ny data\"),($F$375-$E$375)/$E$375))","v":0}]
["Efterklaringstanke, Konstruktioner","PE",60,0,0,0,{"$f":"IF($D$376=\"\",IF($E$376>0,\"Ny data\",IF($E$376=\"\",\"\",0)),IF($D$376=0,IF($E$376=0,0,\"Ny data\"),($E$376-$D$376)/$D$376))","v":0},{"$f":"IF($E$376=\"\",IF($F$376>0,\"Ny data\",IF($F$376=\"\",\"\",0)),IF($E$376=0,IF($F$376=0,0,\"Ny data\"),($F$376-$E$376)/$E$376))","v":0}]
["Efterklaringstanke, Mek/El","PE",20,0,0,0,{"$f":"IF($D$377=\"\",IF($E$377>0,\"Ny data\",IF($E$377=\"\",\"\",0)),IF($D$377=0,IF($E$377=0,0,\"Ny data\"),($E$377-$D$377)/$D$377))","v":0},{"$f":"IF($E$377=\"\",IF($F$377>0,\"Ny data\",IF($F$377=\"\",\"\",0)),IF($E$377=0,IF($F$377=0,0,\"Ny data\"),($F$377-$E$377)/$E$377))","v":0}]
["Efterklaringstanke, SRO","PE",10,0,0,0,{"$f":"IF($D$378=\"\",IF($E$378>0,\"Ny data\",IF($E$378=\"\",\"\",0)),IF($D$378=0,IF($E$378=0,0,\"Ny data\"),($E$378-$D$378)/$D$378))","v":0},{"$f":"IF($E$378=\"\",IF($F$378>0,\"Ny data\",IF($F$378=\"\",\"\",0)),IF($E$378=0,IF($F$378=0,0,\"Ny data\"),($F$378-$E$378)/$E$378))","v":0}]
["Efterbehandlingsanlæg (sandfilter), Konstruktioner","PE",60,0,0,0,{"$f":"IF($D$379=\"\",IF($E$379>0,\"Ny data\",IF($E$379=\"\",\"\",0)),IF($D$379=0,IF($E$379=0,0,\"Ny data\"),($E$379-$D$379)/$D$379))","v":0},{"$f":"IF($E$379=\"\",IF($F$379>0,\"Ny data\",IF($F$379=\"\",\"\",0)),IF($E$379=0,IF($F$379=0,0,\"Ny data\"),($F$379-$E$379)/$E$379))","v":0}]
["Efterbehandlingsanlæg (sandfilter), Mek/EL","PE",20,0,0,0,{"$f":"IF($D$380=\"\",IF($E$380>0,\"Ny data\",IF($E$380=\"\",\"\",0)),IF($D$380=0,IF($E$380=0,0,\"Ny data\"),($E$380-$D$380)/$D$380))","v":0},{"$f":"IF($E$380=\"\",IF($F$380>0,\"Ny data\",IF($F$380=\"\",\"\",0)),IF($E$380=0,IF($F$380=0,0,\"Ny data\"),($F$380-$E$380)/$E$380))","v":0}]
["Efterbehandlingsanlæg (sandfilter), SRO","PE",10,0,0,0,{"$f":"IF($D$381=\"\",IF($E$381>0,\"Ny data\",IF($E$381=\"\",\"\",0)),IF($D$381=0,IF($E$381=0,0,\"Ny data\"),($E$381-$D$381)/$D$381))","v":0},{"$f":"IF($E$381=\"\",IF($F$381>0,\"Ny data\",IF($F$381=\"\",\"\",0)),IF($E$381=0,IF($F$381=0,0,\"Ny data\"),($F$381-$E$381)/$E$381))","v":0}]
["Renseanlæg >= 5.000 PE, Slambehandling",null,null,null,null,null,{"$f":"IF($D$382=\"\",IF($E$382>0,\"Ny data\",IF($E$382=\"\",\"\",0)),IF($D$382=0,IF($E$382=0,0,\"Ny data\"),($E$382-$D$382)/$D$382))","v":""},{"$f":"IF($E$382=\"\",IF($F$382>0,\"Ny data\",IF($F$382=\"\",\"\",0)),IF($E$382=0,IF($F$382=0,0,\"Ny data\"),($F$382-$E$382)/$E$382))","v":""}]
["Forafvanding, slam, Konstruktion","PE",60,0,0,0,{"$f":"IF($D$383=\"\",IF($E$383>0,\"Ny data\",IF($E$383=\"\",\"\",0)),IF($D$383=0,IF($E$383=0,0,\"Ny data\"),($E$383-$D$383)/$D$383))","v":0},{"$f":"IF($E$383=\"\",IF($F$383>0,\"Ny data\",IF($F$383=\"\",\"\",0)),IF($E$383=0,IF($F$383=0,0,\"Ny data\"),($F$383-$E$383)/$E$383))","v":0}]
["Forafvanding, slam, Mek/EL","PE",20,0,0,0,{"$f":"IF($D$384=\"\",IF($E$384>0,\"Ny data\",IF($E$384=\"\",\"\",0)),IF($D$384=0,IF($E$384=0,0,\"Ny data\"),($E$384-$D$384)/$D$384))","v":0},{"$f":"IF($E$384=\"\",IF($F$384>0,\"Ny data\",IF($F$384=\"\",\"\",0)),IF($E$384=0,IF($F$384=0,0,\"Ny data\"),($F$384-$E$384)/$E$384))","v":0}]
["Forafvanding, slam, SRO","PE",10,0,0,0,{"$f":"IF($D$385=\"\",IF($E$385>0,\"Ny data\",IF($E$385=\"\",\"\",0)),IF($D$385=0,IF($E$385=0,0,\"Ny data\"),($E$385-$D$385)/$D$385))","v":0},{"$f":"IF($E$385=\"\",IF($F$385>0,\"Ny data\",IF($F$385=\"\",\"\",0)),IF($E$385=0,IF($F$385=0,0,\"Ny data\"),($F$385-$E$385)/$E$385))","v":0}]
["Rådnetanke, slam, Konstruktioner","PE",60,0,0,0,{"$f":"IF($D$386=\"\",IF($E$386>0,\"Ny data\",IF($E$386=\"\",\"\",0)),IF($D$386=0,IF($E$386=0,0,\"Ny data\"),($E$386-$D$386)/$D$386))","v":0},{"$f":"IF($E$386=\"\",IF($F$386>0,\"Ny data\",IF($F$386=\"\",\"\",0)),IF($E$386=0,IF($F$386=0,0,\"Ny data\"),($F$386-$E$386)/$E$386))","v":0}]
["Rådnetanke, slam, Mek/EL","PE",20,0,0,0,{"$f":"IF($D$387=\"\",IF($E$387>0,\"Ny data\",IF($E$387=\"\",\"\",0)),IF($D$387=0,IF($E$387=0,0,\"Ny data\"),($E$387-$D$387)/$D$387))","v":0},{"$f":"IF($E$387=\"\",IF($F$387>0,\"Ny data\",IF($F$387=\"\",\"\",0)),IF($E$387=0,IF($F$387=0,0,\"Ny data\"),($F$387-$E$387)/$E$387))","v":0}]
["Rådnetanke, slam, SRO","PE",10,0,0,0,{"$f":"IF($D$388=\"\",IF($E$388>0,\"Ny data\",IF($E$388=\"\",\"\",0)),IF($D$388=0,IF($E$388=0,0,\"Ny data\"),($E$388-$D$388)/$D$388))","v":0},{"$f":"IF($E$388=\"\",IF($F$388>0,\"Ny data\",IF($F$388=\"\",\"\",0)),IF($E$388=0,IF($F$388=0,0,\"Ny data\"),($F$388-$E$388)/$E$388))","v":0}]
["Gasdisponering, Konstruktioner","PE",60,0,0,0,{"$f":"IF($D$389=\"\",IF($E$389>0,\"Ny data\",IF($E$389=\"\",\"\",0)),IF($D$389=0,IF($E$389=0,0,\"Ny data\"),($E$389-$D$389)/$D$389))","v":0},{"$f":"IF($E$389=\"\",IF($F$389>0,\"Ny data\",IF($F$389=\"\",\"\",0)),IF($E$389=0,IF($F$389=0,0,\"Ny data\"),($F$389-$E$389)/$E$389))","v":0}]
["Gasdisponering, Mek/EL","PE",20,0,0,0,{"$f":"IF($D$390=\"\",IF($E$390>0,\"Ny data\",IF($E$390=\"\",\"\",0)),IF($D$390=0,IF($E$390=0,0,\"Ny data\"),($E$390-$D$390)/$D$390))","v":0},{"$f":"IF($E$390=\"\",IF($F$390>0,\"Ny data\",IF($F$390=\"\",\"\",0)),IF($E$390=0,IF($F$390=0,0,\"Ny data\"),($F$390-$E$390)/$E$390))","v":0}]
["Gasdisponering, SRO","PE",10,0,0,0,{"$f":"IF($D$391=\"\",IF($E$391>0,\"Ny data\",IF($E$391=\"\",\"\",0)),IF($D$391=0,IF($E$391=0,0,\"Ny data\"),($E$391-$D$391)/$D$391))","v":0},{"$f":"IF($E$391=\"\",IF($F$391>0,\"Ny data\",IF($F$391=\"\",\"\",0)),IF($E$391=0,IF($F$391=0,0,\"Ny data\"),($F$391-$E$391)/$E$391))","v":0}]
["Gasdisponering - elproduktionsanlæg, Konstruktioner","PE",60,0,0,0,{"$f":"IF($D$392=\"\",IF($E$392>0,\"Ny data\",IF($E$392=\"\",\"\",0)),IF($D$392=0,IF($E$392=0,0,\"Ny data\"),($E$392-$D$392)/$D$392))","v":0},{"$f":"IF($E$392=\"\",IF($F$392>0,\"Ny data\",IF($F$392=\"\",\"\",0)),IF($E$392=0,IF($F$392=0,0,\"Ny data\"),($F$392-$E$392)/$E$392))","v":0}]
["Gasdisponering - elproduktionsanlæg, Mek/EL","PE",20,0,0,0,{"$f":"IF($D$393=\"\",IF($E$393>0,\"Ny data\",IF($E$393=\"\",\"\",0)),IF($D$393=0,IF($E$393=0,0,\"Ny data\"),($E$393-$D$393)/$D$393))","v":0},{"$f":"IF($E$393=\"\",IF($F$393>0,\"Ny data\",IF($F$393=\"\",\"\",0)),IF($E$393=0,IF($F$393=0,0,\"Ny data\"),($F$393-$E$393)/$E$393))","v":0}]
["Gasdisponering - elproduktionsanlæg, SRO","PE",10,0,0,0,{"$f":"IF($D$394=\"\",IF($E$394>0,\"Ny data\",IF($E$394=\"\",\"\",0)),IF($D$394=0,IF($E$394=0,0,\"Ny data\"),($E$394-$D$394)/$D$394))","v":0},{"$f":"IF($E$394=\"\",IF($F$394>0,\"Ny data\",IF($F$394=\"\",\"\",0)),IF($E$394=0,IF($F$394=0,0,\"Ny data\"),($F$394-$E$394)/$E$394))","v":0}]
["Slutafvanding, slam - lavteknologisk (slambede), Konstruktioner","PE",60,0,0,0,{"$f":"IF($D$395=\"\",IF($E$395>0,\"Ny data\",IF($E$395=\"\",\"\",0)),IF($D$395=0,IF($E$395=0,0,\"Ny data\"),($E$395-$D$395)/$D$395))","v":0},{"$f":"IF($E$395=\"\",IF($F$395>0,\"Ny data\",IF($F$395=\"\",\"\",0)),IF($E$395=0,IF($F$395=0,0,\"Ny data\"),($F$395-$E$395)/$E$395))","v":0}]
["Slutafvanding, slam - lavteknologisk (slambede), Mek/EL","PE",20,0,0,0,{"$f":"IF($D$396=\"\",IF($E$396>0,\"Ny data\",IF($E$396=\"\",\"\",0)),IF($D$396=0,IF($E$396=0,0,\"Ny data\"),($E$396-$D$396)/$D$396))","v":0},{"$f":"IF($E$396=\"\",IF($F$396>0,\"Ny data\",IF($F$396=\"\",\"\",0)),IF($E$396=0,IF($F$396=0,0,\"Ny data\"),($F$396-$E$396)/$E$396))","v":0}]
["Slutafvanding, slam - lavteknologisk (slambede), SRO","PE",10,0,0,0,{"$f":"IF($D$397=\"\",IF($E$397>0,\"Ny data\",IF($E$397=\"\",\"\",0)),IF($D$397=0,IF($E$397=0,0,\"Ny data\"),($E$397-$D$397)/$D$397))","v":0},{"$f":"IF($E$397=\"\",IF($F$397>0,\"Ny data\",IF($F$397=\"\",\"\",0)),IF($E$397=0,IF($F$397=0,0,\"Ny data\"),($F$397-$E$397)/$E$397))","v":0}]
["Slutafvanding, slam - højteknologisk (centrifuger), Konstruktioner","PE",60,0,0,0,{"$f":"IF($D$398=\"\",IF($E$398>0,\"Ny data\",IF($E$398=\"\",\"\",0)),IF($D$398=0,IF($E$398=0,0,\"Ny data\"),($E$398-$D$398)/$D$398))","v":0},{"$f":"IF($E$398=\"\",IF($F$398>0,\"Ny data\",IF($F$398=\"\",\"\",0)),IF($E$398=0,IF($F$398=0,0,\"Ny data\"),($F$398-$E$398)/$E$398))","v":0}]
["Slutafvanding, slam - højteknologisk (centrifuger), Mek/El","PE",20,0,0,0,{"$f":"IF($D$399=\"\",IF($E$399>0,\"Ny data\",IF($E$399=\"\",\"\",0)),IF($D$399=0,IF($E$399=0,0,\"Ny data\"),($E$399-$D$399)/$D$399))","v":0},{"$f":"IF($E$399=\"\",IF($F$399>0,\"Ny data\",IF($F$399=\"\",\"\",0)),IF($E$399=0,IF($F$399=0,0,\"Ny data\"),($F$399-$E$399)/$E$399))","v":0}]
["Slutafvanding, slam - højteknologisk (centrifuger), SRO","PE",10,0,0,0,{"$f":"IF($D$400=\"\",IF($E$400>0,\"Ny data\",IF($E$400=\"\",\"\",0)),IF($D$400=0,IF($E$400=0,0,\"Ny data\"),($E$400-$D$400)/$D$400))","v":0},{"$f":"IF($E$400=\"\",IF($F$400>0,\"Ny data\",IF($F$400=\"\",\"\",0)),IF($E$400=0,IF($F$400=0,0,\"Ny data\"),($F$400-$E$400)/$E$400))","v":0}]
["Renseanlæg >= 5.000 PE, Slamdisponering",null,null,null,null,null,{"$f":"IF($D$401=\"\",IF($E$401>0,\"Ny data\",IF($E$401=\"\",\"\",0)),IF($D$401=0,IF($E$401=0,0,\"Ny data\"),($E$401-$D$401)/$D$401))","v":""},{"$f":"IF($E$401=\"\",IF($F$401>0,\"Ny data\",IF($F$401=\"\",\"\",0)),IF($E$401=0,IF($F$401=0,0,\"Ny data\"),($F$401-$E$401)/$E$401))","v":""}]
["Slutdisponering, slam - lavteknologisk (slammineralisering), Konstruktioner","PE",60,0,0,0,{"$f":"IF($D$402=\"\",IF($E$402>0,\"Ny data\",IF($E$402=\"\",\"\",0)),IF($D$402=0,IF($E$402=0,0,\"Ny data\"),($E$402-$D$402)/$D$402))","v":0},{"$f":"IF($E$402=\"\",IF($F$402>0,\"Ny data\",IF($F$402=\"\",\"\",0)),IF($E$402=0,IF($F$402=0,0,\"Ny data\"),($F$402-$E$402)/$E$402))","v":0}]
["Slutdisponering, slam - lavteknologisk (slammineralisering), Mek/EL","PE",20,0,0,0,{"$f":"IF($D$403=\"\",IF($E$403>0,\"Ny data\",IF($E$403=\"\",\"\",0)),IF($D$403=0,IF($E$403=0,0,\"Ny data\"),($E$403-$D$403)/$D$403))","v":0},{"$f":"IF($E$403=\"\",IF($F$403>0,\"Ny data\",IF($F$403=\"\",\"\",0)),IF($E$403=0,IF($F$403=0,0,\"Ny data\"),($F$403-$E$403)/$E$403))","v":0}]
["Slutdisponering, slam - lavteknologisk (slammineralisering), SRO","PE",10,0,0,0,{"$f":"IF($D$404=\"\",IF($E$404>0,\"Ny data\",IF($E$404=\"\",\"\",0)),IF($D$404=0,IF($E$404=0,0,\"Ny data\"),($E$404-$D$404)/$D$404))","v":0},{"$f":"IF($E$404=\"\",IF($F$404>0,\"Ny data\",IF($F$404=\"\",\"\",0)),IF($E$404=0,IF($F$404=0,0,\"Ny data\"),($F$404-$E$404)/$E$404))","v":0}]
["Slutdisponering, slam - højteknologisk (slamtørring), Konstruktioner","PE",60,0,0,0,{"$f":"IF($D$405=\"\",IF($E$405>0,\"Ny data\",IF($E$405=\"\",\"\",0)),IF($D$405=0,IF($E$405=0,0,\"Ny data\"),($E$405-$D$405)/$D$405))","v":0},{"$f":"IF($E$405=\"\",IF($F$405>0,\"Ny data\",IF($F$405=\"\",\"\",0)),IF($E$405=0,IF($F$405=0,0,\"Ny data\"),($F$405-$E$405)/$E$405))","v":0}]
["Slutdisponering, slam - højteknologisk (slamtørring), Mek/EL","PE",20,0,0,0,{"$f":"IF($D$406=\"\",IF($E$406>0,\"Ny data\",IF($E$406=\"\",\"\",0)),IF($D$406=0,IF($E$406=0,0,\"Ny data\"),($E$406-$D$406)/$D$406))","v":0},{"$f":"IF($E$406=\"\",IF($F$406>0,\"Ny data\",IF($F$406=\"\",\"\",0)),IF($E$406=0,IF($F$406=0,0,\"Ny data\"),($F$406-$E$406)/$E$406))","v":0}]
["Slutdisponering, slam - højteknologisk (slamtørring), SRO","PE",10,0,0,0,{"$f":"IF($D$407=\"\",IF($E$407>0,\"Ny data\",IF($E$407=\"\",\"\",0)),IF($D$407=0,IF($E$407=0,0,\"Ny data\"),($E$407-$D$407)/$D$407))","v":0},{"$f":"IF($E$407=\"\",IF($F$407>0,\"Ny data\",IF($F$407=\"\",\"\",0)),IF($E$407=0,IF($F$407=0,0,\"Ny data\"),($F$407-$E$407)/$E$407))","v":0}]
["Slutdisponering, slam - højteknologisk (slamtørring og -forbrænding), Konstruktioner","PE",60,0,0,0,{"$f":"IF($D$408=\"\",IF($E$408>0,\"Ny data\",IF($E$408=\"\",\"\",0)),IF($D$408=0,IF($E$408=0,0,\"Ny data\"),($E$408-$D$408)/$D$408))","v":0},{"$f":"IF($E$408=\"\",IF($F$408>0,\"Ny data\",IF($F$408=\"\",\"\",0)),IF($E$408=0,IF($F$408=0,0,\"Ny data\"),($F$408-$E$408)/$E$408))","v":0}]
["Slutdisponering, slam - højteknologisk (slamtørring og -forbrænding), Mek/EL","PE",20,0,0,0,{"$f":"IF($D$409=\"\",IF($E$409>0,\"Ny data\",IF($E$409=\"\",\"\",0)),IF($D$409=0,IF($E$409=0,0,\"Ny data\"),($E$409-$D$409)/$D$409))","v":0},{"$f":"IF($E$409=\"\",IF($F$409>0,\"Ny data\",IF($F$409=\"\",\"\",0)),IF($E$409=0,IF($F$409=0,0,\"Ny data\"),($F$409-$E$409)/$E$409))","v":0}]
["Slutdisponering, slam - højteknologisk (slamtørring og -forbrænding), SRO","PE",10,0,0,0,{"$f":"IF($D$410=\"\",IF($E$410>0,\"Ny data\",IF($E$410=\"\",\"\",0)),IF($D$410=0,IF($E$410=0,0,\"Ny data\"),($E$410-$D$410)/$D$410))","v":0},{"$f":"IF($E$410=\"\",IF($F$410>0,\"Ny data\",IF($F$410=\"\",\"\",0)),IF($E$410=0,IF($F$410=0,0,\"Ny data\"),($F$410-$E$410)/$E$410))","v":0}]
["Renseanlæg 9",null,null,null,null,null,{"$f":"IF($D$411=\"\",IF($E$411>0,\"Ny data\",IF($E$411=\"\",\"\",0)),IF($D$411=0,IF($E$411=0,0,\"Ny data\"),($E$411-$D$411)/$D$411))","v":""},{"$f":"IF($E$411=\"\",IF($F$411>0,\"Ny data\",IF($F$411=\"\",\"\",0)),IF($E$411=0,IF($F$411=0,0,\"Ny data\"),($F$411-$E$411)/$E$411))","v":""}]
["Mindre renseanlæg",null,null,null,null,null,{"$f":"IF($D$412=\"\",IF($E$412>0,\"Ny data\",IF($E$412=\"\",\"\",0)),IF($D$412=0,IF($E$412=0,0,\"Ny data\"),($E$412-$D$412)/$D$412))","v":""},{"$f":"IF($E$412=\"\",IF($F$412>0,\"Ny data\",IF($F$412=\"\",\"\",0)),IF($E$412=0,IF($F$412=0,0,\"Ny data\"),($F$412-$E$412)/$E$412))","v":""}]
["Mindre renseanlæg < 5.000 PE uden mulighed for opdeling","PE",40,125,125,125,{"$f":"IF($D$413=\"\",IF($E$413>0,\"Ny data\",IF($E$413=\"\",\"\",0)),IF($D$413=0,IF($E$413=0,0,\"Ny data\"),($E$413-$D$413)/$D$413))","v":0},{"$f":"IF($E$413=\"\",IF($F$413>0,\"Ny data\",IF($F$413=\"\",\"\",0)),IF($E$413=0,IF($F$413=0,0,\"Ny data\"),($F$413-$E$413)/$E$413))","v":0}]
["Renseanlæg >= 5.000 PE, Vandbehandling",null,null,null,null,null,{"$f":"IF($D$414=\"\",IF($E$414>0,\"Ny data\",IF($E$414=\"\",\"\",0)),IF($D$414=0,IF($E$414=0,0,\"Ny data\"),($E$414-$D$414)/$D$414))","v":""},{"$f":"IF($E$414=\"\",IF($F$414>0,\"Ny data\",IF($F$414=\"\",\"\",0)),IF($E$414=0,IF($F$414=0,0,\"Ny data\"),($F$414-$E$414)/$E$414))","v":""}]
["Indløb med riste, Konstruktioner","PE",60,0,0,0,{"$f":"IF($D$415=\"\",IF($E$415>0,\"Ny data\",IF($E$415=\"\",\"\",0)),IF($D$415=0,IF($E$415=0,0,\"Ny data\"),($E$415-$D$415)/$D$415))","v":0},{"$f":"IF($E$415=\"\",IF($F$415>0,\"Ny data\",IF($F$415=\"\",\"\",0)),IF($E$415=0,IF($F$415=0,0,\"Ny data\"),($F$415-$E$415)/$E$415))","v":0}]
["Indløb med riste, Mek/EL","PE",20,0,0,0,{"$f":"IF($D$416=\"\",IF($E$416>0,\"Ny data\",IF($E$416=\"\",\"\",0)),IF($D$416=0,IF($E$416=0,0,\"Ny data\"),($E$416-$D$416)/$D$416))","v":0},{"$f":"IF($E$416=\"\",IF($F$416>0,\"Ny data\",IF($F$416=\"\",\"\",0)),IF($E$416=0,IF($F$416=0,0,\"Ny data\"),($F$416-$E$416)/$E$416))","v":0}]
["Indløb med riste, SRO","PE",10,0,0,0,{"$f":"IF($D$417=\"\",IF($E$417>0,\"Ny data\",IF($E$417=\"\",\"\",0)),IF($D$417=0,IF($E$417=0,0,\"Ny data\"),($E$417-$D$417)/$D$417))","v":0},{"$f":"IF($E$417=\"\",IF($F$417>0,\"Ny data\",IF($F$417=\"\",\"\",0)),IF($E$417=0,IF($F$417=0,0,\"Ny data\"),($F$417-$E$417)/$E$417))","v":0}]
["Sand- og fedtfang, Kontruktioner","PE",60,0,0,0,{"$f":"IF($D$418=\"\",IF($E$418>0,\"Ny data\",IF($E$418=\"\",\"\",0)),IF($D$418=0,IF($E$418=0,0,\"Ny data\"),($E$418-$D$418)/$D$418))","v":0},{"$f":"IF($E$418=\"\",IF($F$418>0,\"Ny data\",IF($F$418=\"\",\"\",0)),IF($E$418=0,IF($F$418=0,0,\"Ny data\"),($F$418-$E$418)/$E$418))","v":0}]
["Sand- og fedtfang, Mek/EL","PE",20,0,0,0,{"$f":"IF($D$419=\"\",IF($E$419>0,\"Ny data\",IF($E$419=\"\",\"\",0)),IF($D$419=0,IF($E$419=0,0,\"Ny data\"),($E$419-$D$419)/$D$419))","v":0},{"$f":"IF($E$419=\"\",IF($F$419>0,\"Ny data\",IF($F$419=\"\",\"\",0)),IF($E$419=0,IF($F$419=0,0,\"Ny data\"),($F$419-$E$419)/$E$419))","v":0}]
["Sand- og fedtfang, SRO","PE",10,0,0,0,{"$f":"IF($D$420=\"\",IF($E$420>0,\"Ny data\",IF($E$420=\"\",\"\",0)),IF($D$420=0,IF($E$420=0,0,\"Ny data\"),($E$420-$D$420)/$D$420))","v":0},{"$f":"IF($E$420=\"\",IF($F$420>0,\"Ny data\",IF($F$420=\"\",\"\",0)),IF($E$420=0,IF($F$420=0,0,\"Ny data\"),($F$420-$E$420)/$E$420))","v":0}]
["Forklaring, Konstruktioner","PE",60,0,0,0,{"$f":"IF($D$421=\"\",IF($E$421>0,\"Ny data\",IF($E$421=\"\",\"\",0)),IF($D$421=0,IF($E$421=0,0,\"Ny data\"),($E$421-$D$421)/$D$421))","v":0},{"$f":"IF($E$421=\"\",IF($F$421>0,\"Ny data\",IF($F$421=\"\",\"\",0)),IF($E$421=0,IF($F$421=0,0,\"Ny data\"),($F$421-$E$421)/$E$421))","v":0}]
["Forklaring, Mek/EL","PE",20,0,0,0,{"$f":"IF($D$422=\"\",IF($E$422>0,\"Ny data\",IF($E$422=\"\",\"\",0)),IF($D$422=0,IF($E$422=0,0,\"Ny data\"),($E$422-$D$422)/$D$422))","v":0},{"$f":"IF($E$422=\"\",IF($F$422>0,\"Ny data\",IF($F$422=\"\",\"\",0)),IF($E$422=0,IF($F$422=0,0,\"Ny data\"),($F$422-$E$422)/$E$422))","v":0}]
["Forklaring, SRO","PE",10,0,0,0,{"$f":"IF($D$423=\"\",IF($E$423>0,\"Ny data\",IF($E$423=\"\",\"\",0)),IF($D$423=0,IF($E$423=0,0,\"Ny data\"),($E$423-$D$423)/$D$423))","v":0},{"$f":"IF($E$423=\"\",IF($F$423>0,\"Ny data\",IF($F$423=\"\",\"\",0)),IF($E$423=0,IF($F$423=0,0,\"Ny data\"),($F$423-$E$423)/$E$423))","v":0}]
["Beluftningstanke, Konstruktioner","PE",60,0,0,0,{"$f":"IF($D$424=\"\",IF($E$424>0,\"Ny data\",IF($E$424=\"\",\"\",0)),IF($D$424=0,IF($E$424=0,0,\"Ny data\"),($E$424-$D$424)/$D$424))","v":0},{"$f":"IF($E$424=\"\",IF($F$424>0,\"Ny data\",IF($F$424=\"\",\"\",0)),IF($E$424=0,IF($F$424=0,0,\"Ny data\"),($F$424-$E$424)/$E$424))","v":0}]
["Beluftningstanke, Mek/EL","PE",20,0,0,0,{"$f":"IF($D$425=\"\",IF($E$425>0,\"Ny data\",IF($E$425=\"\",\"\",0)),IF($D$425=0,IF($E$425=0,0,\"Ny data\"),($E$425-$D$425)/$D$425))","v":0},{"$f":"IF($E$425=\"\",IF($F$425>0,\"Ny data\",IF($F$425=\"\",\"\",0)),IF($E$425=0,IF($F$425=0,0,\"Ny data\"),($F$425-$E$425)/$E$425))","v":0}]
["Beluftningstanke, SRO","PE",10,0,0,0,{"$f":"IF($D$426=\"\",IF($E$426>0,\"Ny data\",IF($E$426=\"\",\"\",0)),IF($D$426=0,IF($E$426=0,0,\"Ny data\"),($E$426-$D$426)/$D$426))","v":0},{"$f":"IF($E$426=\"\",IF($F$426>0,\"Ny data\",IF($F$426=\"\",\"\",0)),IF($E$426=0,IF($F$426=0,0,\"Ny data\"),($F$426-$E$426)/$E$426))","v":0}]
["Efterklaringstanke, Konstruktioner","PE",60,0,0,0,{"$f":"IF($D$427=\"\",IF($E$427>0,\"Ny data\",IF($E$427=\"\",\"\",0)),IF($D$427=0,IF($E$427=0,0,\"Ny data\"),($E$427-$D$427)/$D$427))","v":0},{"$f":"IF($E$427=\"\",IF($F$427>0,\"Ny data\",IF($F$427=\"\",\"\",0)),IF($E$427=0,IF($F$427=0,0,\"Ny data\"),($F$427-$E$427)/$E$427))","v":0}]
["Efterklaringstanke, Mek/El","PE",20,0,0,0,{"$f":"IF($D$428=\"\",IF($E$428>0,\"Ny data\",IF($E$428=\"\",\"\",0)),IF($D$428=0,IF($E$428=0,0,\"Ny data\"),($E$428-$D$428)/$D$428))","v":0},{"$f":"IF($E$428=\"\",IF($F$428>0,\"Ny data\",IF($F$428=\"\",\"\",0)),IF($E$428=0,IF($F$428=0,0,\"Ny data\"),($F$428-$E$428)/$E$428))","v":0}]
["Efterklaringstanke, SRO","PE",10,0,0,0,{"$f":"IF($D$429=\"\",IF($E$429>0,\"Ny data\",IF($E$429=\"\",\"\",0)),IF($D$429=0,IF($E$429=0,0,\"Ny data\"),($E$429-$D$429)/$D$429))","v":0},{"$f":"IF($E$429=\"\",IF($F$429>0,\"Ny data\",IF($F$429=\"\",\"\",0)),IF($E$429=0,IF($F$429=0,0,\"Ny data\"),($F$429-$E$429)/$E$429))","v":0}]
["Efterbehandlingsanlæg (sandfilter), Konstruktioner","PE",60,0,0,0,{"$f":"IF($D$430=\"\",IF($E$430>0,\"Ny data\",IF($E$430=\"\",\"\",0)),IF($D$430=0,IF($E$430=0,0,\"Ny data\"),($E$430-$D$430)/$D$430))","v":0},{"$f":"IF($E$430=\"\",IF($F$430>0,\"Ny data\",IF($F$430=\"\",\"\",0)),IF($E$430=0,IF($F$430=0,0,\"Ny data\"),($F$430-$E$430)/$E$430))","v":0}]
["Efterbehandlingsanlæg (sandfilter), Mek/EL","PE",20,0,0,0,{"$f":"IF($D$431=\"\",IF($E$431>0,\"Ny data\",IF($E$431=\"\",\"\",0)),IF($D$431=0,IF($E$431=0,0,\"Ny data\"),($E$431-$D$431)/$D$431))","v":0},{"$f":"IF($E$431=\"\",IF($F$431>0,\"Ny data\",IF($F$431=\"\",\"\",0)),IF($E$431=0,IF($F$431=0,0,\"Ny data\"),($F$431-$E$431)/$E$431))","v":0}]
["Efterbehandlingsanlæg (sandfilter), SRO","PE",10,0,0,0,{"$f":"IF($D$432=\"\",IF($E$432>0,\"Ny data\",IF($E$432=\"\",\"\",0)),IF($D$432=0,IF($E$432=0,0,\"Ny data\"),($E$432-$D$432)/$D$432))","v":0},{"$f":"IF($E$432=\"\",IF($F$432>0,\"Ny data\",IF($F$432=\"\",\"\",0)),IF($E$432=0,IF($F$432=0,0,\"Ny data\"),($F$432-$E$432)/$E$432))","v":0}]
["Renseanlæg >= 5.000 PE, Slambehandling",null,null,null,null,null,{"$f":"IF($D$433=\"\",IF($E$433>0,\"Ny data\",IF($E$433=\"\",\"\",0)),IF($D$433=0,IF($E$433=0,0,\"Ny data\"),($E$433-$D$433)/$D$433))","v":""},{"$f":"IF($E$433=\"\",IF($F$433>0,\"Ny data\",IF($F$433=\"\",\"\",0)),IF($E$433=0,IF($F$433=0,0,\"Ny data\"),($F$433-$E$433)/$E$433))","v":""}]
["Forafvanding, slam, Konstruktion","PE",60,0,0,0,{"$f":"IF($D$434=\"\",IF($E$434>0,\"Ny data\",IF($E$434=\"\",\"\",0)),IF($D$434=0,IF($E$434=0,0,\"Ny data\"),($E$434-$D$434)/$D$434))","v":0},{"$f":"IF($E$434=\"\",IF($F$434>0,\"Ny data\",IF($F$434=\"\",\"\",0)),IF($E$434=0,IF($F$434=0,0,\"Ny data\"),($F$434-$E$434)/$E$434))","v":0}]
["Forafvanding, slam, Mek/EL","PE",20,0,0,0,{"$f":"IF($D$435=\"\",IF($E$435>0,\"Ny data\",IF($E$435=\"\",\"\",0)),IF($D$435=0,IF($E$435=0,0,\"Ny data\"),($E$435-$D$435)/$D$435))","v":0},{"$f":"IF($E$435=\"\",IF($F$435>0,\"Ny data\",IF($F$435=\"\",\"\",0)),IF($E$435=0,IF($F$435=0,0,\"Ny data\"),($F$435-$E$435)/$E$435))","v":0}]
["Forafvanding, slam, SRO","PE",10,0,0,0,{"$f":"IF($D$436=\"\",IF($E$436>0,\"Ny data\",IF($E$436=\"\",\"\",0)),IF($D$436=0,IF($E$436=0,0,\"Ny data\"),($E$436-$D$436)/$D$436))","v":0},{"$f":"IF($E$436=\"\",IF($F$436>0,\"Ny data\",IF($F$436=\"\",\"\",0)),IF($E$436=0,IF($F$436=0,0,\"Ny data\"),($F$436-$E$436)/$E$436))","v":0}]
["Rådnetanke, slam, Konstruktioner","PE",60,0,0,0,{"$f":"IF($D$437=\"\",IF($E$437>0,\"Ny data\",IF($E$437=\"\",\"\",0)),IF($D$437=0,IF($E$437=0,0,\"Ny data\"),($E$437-$D$437)/$D$437))","v":0},{"$f":"IF($E$437=\"\",IF($F$437>0,\"Ny data\",IF($F$437=\"\",\"\",0)),IF($E$437=0,IF($F$437=0,0,\"Ny data\"),($F$437-$E$437)/$E$437))","v":0}]
["Rådnetanke, slam, Mek/EL","PE",20,0,0,0,{"$f":"IF($D$438=\"\",IF($E$438>0,\"Ny data\",IF($E$438=\"\",\"\",0)),IF($D$438=0,IF($E$438=0,0,\"Ny data\"),($E$438-$D$438)/$D$438))","v":0},{"$f":"IF($E$438=\"\",IF($F$438>0,\"Ny data\",IF($F$438=\"\",\"\",0)),IF($E$438=0,IF($F$438=0,0,\"Ny data\"),($F$438-$E$438)/$E$438))","v":0}]
["Rådnetanke, slam, SRO","PE",10,0,0,0,{"$f":"IF($D$439=\"\",IF($E$439>0,\"Ny data\",IF($E$439=\"\",\"\",0)),IF($D$439=0,IF($E$439=0,0,\"Ny data\"),($E$439-$D$439)/$D$439))","v":0},{"$f":"IF($E$439=\"\",IF($F$439>0,\"Ny data\",IF($F$439=\"\",\"\",0)),IF($E$439=0,IF($F$439=0,0,\"Ny data\"),($F$439-$E$439)/$E$439))","v":0}]
["Gasdisponering, Konstruktioner","PE",60,0,0,0,{"$f":"IF($D$440=\"\",IF($E$440>0,\"Ny data\",IF($E$440=\"\",\"\",0)),IF($D$440=0,IF($E$440=0,0,\"Ny data\"),($E$440-$D$440)/$D$440))","v":0},{"$f":"IF($E$440=\"\",IF($F$440>0,\"Ny data\",IF($F$440=\"\",\"\",0)),IF($E$440=0,IF($F$440=0,0,\"Ny data\"),($F$440-$E$440)/$E$440))","v":0}]
["Gasdisponering, Mek/EL","PE",20,0,0,0,{"$f":"IF($D$441=\"\",IF($E$441>0,\"Ny data\",IF($E$441=\"\",\"\",0)),IF($D$441=0,IF($E$441=0,0,\"Ny data\"),($E$441-$D$441)/$D$441))","v":0},{"$f":"IF($E$441=\"\",IF($F$441>0,\"Ny data\",IF($F$441=\"\",\"\",0)),IF($E$441=0,IF($F$441=0,0,\"Ny data\"),($F$441-$E$441)/$E$441))","v":0}]
["Gasdisponering, SRO","PE",10,0,0,0,{"$f":"IF($D$442=\"\",IF($E$442>0,\"Ny data\",IF($E$442=\"\",\"\",0)),IF($D$442=0,IF($E$442=0,0,\"Ny data\"),($E$442-$D$442)/$D$442))","v":0},{"$f":"IF($E$442=\"\",IF($F$442>0,\"Ny data\",IF($F$442=\"\",\"\",0)),IF($E$442=0,IF($F$442=0,0,\"Ny data\"),($F$442-$E$442)/$E$442))","v":0}]
["Gasdisponering - elproduktionsanlæg, Konstruktioner","PE",60,0,0,0,{"$f":"IF($D$443=\"\",IF($E$443>0,\"Ny data\",IF($E$443=\"\",\"\",0)),IF($D$443=0,IF($E$443=0,0,\"Ny data\"),($E$443-$D$443)/$D$443))","v":0},{"$f":"IF($E$443=\"\",IF($F$443>0,\"Ny data\",IF($F$443=\"\",\"\",0)),IF($E$443=0,IF($F$443=0,0,\"Ny data\"),($F$443-$E$443)/$E$443))","v":0}]
["Gasdisponering - elproduktionsanlæg, Mek/EL","PE",20,0,0,0,{"$f":"IF($D$444=\"\",IF($E$444>0,\"Ny data\",IF($E$444=\"\",\"\",0)),IF($D$444=0,IF($E$444=0,0,\"Ny data\"),($E$444-$D$444)/$D$444))","v":0},{"$f":"IF($E$444=\"\",IF($F$444>0,\"Ny data\",IF($F$444=\"\",\"\",0)),IF($E$444=0,IF($F$444=0,0,\"Ny data\"),($F$444-$E$444)/$E$444))","v":0}]
["Gasdisponering - elproduktionsanlæg, SRO","PE",10,0,0,0,{"$f":"IF($D$445=\"\",IF($E$445>0,\"Ny data\",IF($E$445=\"\",\"\",0)),IF($D$445=0,IF($E$445=0,0,\"Ny data\"),($E$445-$D$445)/$D$445))","v":0},{"$f":"IF($E$445=\"\",IF($F$445>0,\"Ny data\",IF($F$445=\"\",\"\",0)),IF($E$445=0,IF($F$445=0,0,\"Ny data\"),($F$445-$E$445)/$E$445))","v":0}]
["Slutafvanding, slam - lavteknologisk (slambede), Konstruktioner","PE",60,0,0,0,{"$f":"IF($D$446=\"\",IF($E$446>0,\"Ny data\",IF($E$446=\"\",\"\",0)),IF($D$446=0,IF($E$446=0,0,\"Ny data\"),($E$446-$D$446)/$D$446))","v":0},{"$f":"IF($E$446=\"\",IF($F$446>0,\"Ny data\",IF($F$446=\"\",\"\",0)),IF($E$446=0,IF($F$446=0,0,\"Ny data\"),($F$446-$E$446)/$E$446))","v":0}]
["Slutafvanding, slam - lavteknologisk (slambede), Mek/EL","PE",20,0,0,0,{"$f":"IF($D$447=\"\",IF($E$447>0,\"Ny data\",IF($E$447=\"\",\"\",0)),IF($D$447=0,IF($E$447=0,0,\"Ny data\"),($E$447-$D$447)/$D$447))","v":0},{"$f":"IF($E$447=\"\",IF($F$447>0,\"Ny data\",IF($F$447=\"\",\"\",0)),IF($E$447=0,IF($F$447=0,0,\"Ny data\"),($F$447-$E$447)/$E$447))","v":0}]
["Slutafvanding, slam - lavteknologisk (slambede), SRO","PE",10,0,0,0,{"$f":"IF($D$448=\"\",IF($E$448>0,\"Ny data\",IF($E$448=\"\",\"\",0)),IF($D$448=0,IF($E$448=0,0,\"Ny data\"),($E$448-$D$448)/$D$448))","v":0},{"$f":"IF($E$448=\"\",IF($F$448>0,\"Ny data\",IF($F$448=\"\",\"\",0)),IF($E$448=0,IF($F$448=0,0,\"Ny data\"),($F$448-$E$448)/$E$448))","v":0}]
["Slutafvanding, slam - højteknologisk (centrifuger), Konstruktioner","PE",60,0,0,0,{"$f":"IF($D$449=\"\",IF($E$449>0,\"Ny data\",IF($E$449=\"\",\"\",0)),IF($D$449=0,IF($E$449=0,0,\"Ny data\"),($E$449-$D$449)/$D$449))","v":0},{"$f":"IF($E$449=\"\",IF($F$449>0,\"Ny data\",IF($F$449=\"\",\"\",0)),IF($E$449=0,IF($F$449=0,0,\"Ny data\"),($F$449-$E$449)/$E$449))","v":0}]
["Slutafvanding, slam - højteknologisk (centrifuger), Mek/El","PE",20,0,0,0,{"$f":"IF($D$450=\"\",IF($E$450>0,\"Ny data\",IF($E$450=\"\",\"\",0)),IF($D$450=0,IF($E$450=0,0,\"Ny data\"),($E$450-$D$450)/$D$450))","v":0},{"$f":"IF($E$450=\"\",IF($F$450>0,\"Ny data\",IF($F$450=\"\",\"\",0)),IF($E$450=0,IF($F$450=0,0,\"Ny data\"),($F$450-$E$450)/$E$450))","v":0}]
["Slutafvanding, slam - højteknologisk (centrifuger), SRO","PE",10,0,0,0,{"$f":"IF($D$451=\"\",IF($E$451>0,\"Ny data\",IF($E$451=\"\",\"\",0)),IF($D$451=0,IF($E$451=0,0,\"Ny data\"),($E$451-$D$451)/$D$451))","v":0},{"$f":"IF($E$451=\"\",IF($F$451>0,\"Ny data\",IF($F$451=\"\",\"\",0)),IF($E$451=0,IF($F$451=0,0,\"Ny data\"),($F$451-$E$451)/$E$451))","v":0}]
["Renseanlæg >= 5.000 PE, Slamdisponering",null,null,null,null,null,{"$f":"IF($D$452=\"\",IF($E$452>0,\"Ny data\",IF($E$452=\"\",\"\",0)),IF($D$452=0,IF($E$452=0,0,\"Ny data\"),($E$452-$D$452)/$D$452))","v":""},{"$f":"IF($E$452=\"\",IF($F$452>0,\"Ny data\",IF($F$452=\"\",\"\",0)),IF($E$452=0,IF($F$452=0,0,\"Ny data\"),($F$452-$E$452)/$E$452))","v":""}]
["Slutdisponering, slam - lavteknologisk (slammineralisering), Konstruktioner","PE",60,0,0,0,{"$f":"IF($D$453=\"\",IF($E$453>0,\"Ny data\",IF($E$453=\"\",\"\",0)),IF($D$453=0,IF($E$453=0,0,\"Ny data\"),($E$453-$D$453)/$D$453))","v":0},{"$f":"IF($E$453=\"\",IF($F$453>0,\"Ny data\",IF($F$453=\"\",\"\",0)),IF($E$453=0,IF($F$453=0,0,\"Ny data\"),($F$453-$E$453)/$E$453))","v":0}]
["Slutdisponering, slam - lavteknologisk (slammineralisering), Mek/EL","PE",20,0,0,0,{"$f":"IF($D$454=\"\",IF($E$454>0,\"Ny data\",IF($E$454=\"\",\"\",0)),IF($D$454=0,IF($E$454=0,0,\"Ny data\"),($E$454-$D$454)/$D$454))","v":0},{"$f":"IF($E$454=\"\",IF($F$454>0,\"Ny data\",IF($F$454=\"\",\"\",0)),IF($E$454=0,IF($F$454=0,0,\"Ny data\"),($F$454-$E$454)/$E$454))","v":0}]
["Slutdisponering, slam - lavteknologisk (slammineralisering), SRO","PE",10,0,0,0,{"$f":"IF($D$455=\"\",IF($E$455>0,\"Ny data\",IF($E$455=\"\",\"\",0)),IF($D$455=0,IF($E$455=0,0,\"Ny data\"),($E$455-$D$455)/$D$455))","v":0},{"$f":"IF($E$455=\"\",IF($F$455>0,\"Ny data\",IF($F$455=\"\",\"\",0)),IF($E$455=0,IF($F$455=0,0,\"Ny data\"),($F$455-$E$455)/$E$455))","v":0}]
["Slutdisponering, slam - højteknologisk (slamtørring), Konstruktioner","PE",60,0,0,0,{"$f":"IF($D$456=\"\",IF($E$456>0,\"Ny data\",IF($E$456=\"\",\"\",0)),IF($D$456=0,IF($E$456=0,0,\"Ny data\"),($E$456-$D$456)/$D$456))","v":0},{"$f":"IF($E$456=\"\",IF($F$456>0,\"Ny data\",IF($F$456=\"\",\"\",0)),IF($E$456=0,IF($F$456=0,0,\"Ny data\"),($F$456-$E$456)/$E$456))","v":0}]
["Slutdisponering, slam - højteknologisk (slamtørring), Mek/EL","PE",20,0,0,0,{"$f":"IF($D$457=\"\",IF($E$457>0,\"Ny data\",IF($E$457=\"\",\"\",0)),IF($D$457=0,IF($E$457=0,0,\"Ny data\"),($E$457-$D$457)/$D$457))","v":0},{"$f":"IF($E$457=\"\",IF($F$457>0,\"Ny data\",IF($F$457=\"\",\"\",0)),IF($E$457=0,IF($F$457=0,0,\"Ny data\"),($F$457-$E$457)/$E$457))","v":0}]
["Slutdisponering, slam - højteknologisk (slamtørring), SRO","PE",10,0,0,0,{"$f":"IF($D$458=\"\",IF($E$458>0,\"Ny data\",IF($E$458=\"\",\"\",0)),IF($D$458=0,IF($E$458=0,0,\"Ny data\"),($E$458-$D$458)/$D$458))","v":0},{"$f":"IF($E$458=\"\",IF($F$458>0,\"Ny data\",IF($F$458=\"\",\"\",0)),IF($E$458=0,IF($F$458=0,0,\"Ny data\"),($F$458-$E$458)/$E$458))","v":0}]
["Slutdisponering, slam - højteknologisk (slamtørring og -forbrænding), Konstruktioner","PE",60,0,0,0,{"$f":"IF($D$459=\"\",IF($E$459>0,\"Ny data\",IF($E$459=\"\",\"\",0)),IF($D$459=0,IF($E$459=0,0,\"Ny data\"),($E$459-$D$459)/$D$459))","v":0},{"$f":"IF($E$459=\"\",IF($F$459>0,\"Ny data\",IF($F$459=\"\",\"\",0)),IF($E$459=0,IF($F$459=0,0,\"Ny data\"),($F$459-$E$459)/$E$459))","v":0}]
["Slutdisponering, slam - højteknologisk (slamtørring og -forbrænding), Mek/EL","PE",20,0,0,0,{"$f":"IF($D$460=\"\",IF($E$460>0,\"Ny data\",IF($E$460=\"\",\"\",0)),IF($D$460=0,IF($E$460=0,0,\"Ny data\"),($E$460-$D$460)/$D$460))","v":0},{"$f":"IF($E$460=\"\",IF($F$460>0,\"Ny data\",IF($F$460=\"\",\"\",0)),IF($E$460=0,IF($F$460=0,0,\"Ny data\"),($F$460-$E$460)/$E$460))","v":0}]
["Slutdisponering, slam - højteknologisk (slamtørring og -forbrænding), SRO","PE",10,0,0,0,{"$f":"IF($D$461=\"\",IF($E$461>0,\"Ny data\",IF($E$461=\"\",\"\",0)),IF($D$461=0,IF($E$461=0,0,\"Ny data\"),($E$461-$D$461)/$D$461))","v":0},{"$f":"IF($E$461=\"\",IF($F$461>0,\"Ny data\",IF($F$461=\"\",\"\",0)),IF($E$461=0,IF($F$461=0,0,\"Ny data\"),($F$461-$E$461)/$E$461))","v":0}]
["Renseanlæg 10",null,null,null,null,null,{"$f":"IF($D$462=\"\",IF($E$462>0,\"Ny data\",IF($E$462=\"\",\"\",0)),IF($D$462=0,IF($E$462=0,0,\"Ny data\"),($E$462-$D$462)/$D$462))","v":""},{"$f":"IF($E$462=\"\",IF($F$462>0,\"Ny data\",IF($F$462=\"\",\"\",0)),IF($E$462=0,IF($F$462=0,0,\"Ny data\"),($F$462-$E$462)/$E$462))","v":""}]
["Mindre renseanlæg",null,null,null,null,null,{"$f":"IF($D$463=\"\",IF($E$463>0,\"Ny data\",IF($E$463=\"\",\"\",0)),IF($D$463=0,IF($E$463=0,0,\"Ny data\"),($E$463-$D$463)/$D$463))","v":""},{"$f":"IF($E$463=\"\",IF($F$463>0,\"Ny data\",IF($F$463=\"\",\"\",0)),IF($E$463=0,IF($F$463=0,0,\"Ny data\"),($F$463-$E$463)/$E$463))","v":""}]
["Mindre renseanlæg < 5.000 PE uden mulighed for opdeling","PE",40,100,0,0,{"$f":"IF($D$464=\"\",IF($E$464>0,\"Ny data\",IF($E$464=\"\",\"\",0)),IF($D$464=0,IF($E$464=0,0,\"Ny data\"),($E$464-$D$464)/$D$464))","v":-1},{"$f":"IF($E$464=\"\",IF($F$464>0,\"Ny data\",IF($F$464=\"\",\"\",0)),IF($E$464=0,IF($F$464=0,0,\"Ny data\"),($F$464-$E$464)/$E$464))","v":0},"nedlagt"]
["Renseanlæg >= 5.000 PE, Vandbehandling",null,null,null,null,null,{"$f":"IF($D$465=\"\",IF($E$465>0,\"Ny data\",IF($E$465=\"\",\"\",0)),IF($D$465=0,IF($E$465=0,0,\"Ny data\"),($E$465-$D$465)/$D$465))","v":""},{"$f":"IF($E$465=\"\",IF($F$465>0,\"Ny data\",IF($F$465=\"\",\"\",0)),IF($E$465=0,IF($F$465=0,0,\"Ny data\"),($F$465-$E$465)/$E$465))","v":""}]
["Indløb med riste, Konstruktioner","PE",60,0,0,0,{"$f":"IF($D$466=\"\",IF($E$466>0,\"Ny data\",IF($E$466=\"\",\"\",0)),IF($D$466=0,IF($E$466=0,0,\"Ny data\"),($E$466-$D$466)/$D$466))","v":0},{"$f":"IF($E$466=\"\",IF($F$466>0,\"Ny data\",IF($F$466=\"\",\"\",0)),IF($E$466=0,IF($F$466=0,0,\"Ny data\"),($F$466-$E$466)/$E$466))","v":0}]
["Indløb med riste, Mek/EL","PE",20,0,0,0,{"$f":"IF($D$467=\"\",IF($E$467>0,\"Ny data\",IF($E$467=\"\",\"\",0)),IF($D$467=0,IF($E$467=0,0,\"Ny data\"),($E$467-$D$467)/$D$467))","v":0},{"$f":"IF($E$467=\"\",IF($F$467>0,\"Ny data\",IF($F$467=\"\",\"\",0)),IF($E$467=0,IF($F$467=0,0,\"Ny data\"),($F$467-$E$467)/$E$467))","v":0}]
["Indløb med riste, SRO","PE",10,0,0,0,{"$f":"IF($D$468=\"\",IF($E$468>0,\"Ny data\",IF($E$468=\"\",\"\",0)),IF($D$468=0,IF($E$468=0,0,\"Ny data\"),($E$468-$D$468)/$D$468))","v":0},{"$f":"IF($E$468=\"\",IF($F$468>0,\"Ny data\",IF($F$468=\"\",\"\",0)),IF($E$468=0,IF($F$468=0,0,\"Ny data\"),($F$468-$E$468)/$E$468))","v":0}]
["Sand- og fedtfang, Kontruktioner","PE",60,0,0,0,{"$f":"IF($D$469=\"\",IF($E$469>0,\"Ny data\",IF($E$469=\"\",\"\",0)),IF($D$469=0,IF($E$469=0,0,\"Ny data\"),($E$469-$D$469)/$D$469))","v":0},{"$f":"IF($E$469=\"\",IF($F$469>0,\"Ny data\",IF($F$469=\"\",\"\",0)),IF($E$469=0,IF($F$469=0,0,\"Ny data\"),($F$469-$E$469)/$E$469))","v":0}]
["Sand- og fedtfang, Mek/EL","PE",20,0,0,0,{"$f":"IF($D$470=\"\",IF($E$470>0,\"Ny data\",IF($E$470=\"\",\"\",0)),IF($D$470=0,IF($E$470=0,0,\"Ny data\"),($E$470-$D$470)/$D$470))","v":0},{"$f":"IF($E$470=\"\",IF($F$470>0,\"Ny data\",IF($F$470=\"\",\"\",0)),IF($E$470=0,IF($F$470=0,0,\"Ny data\"),($F$470-$E$470)/$E$470))","v":0}]
["Sand- og fedtfang, SRO","PE",10,0,0,0,{"$f":"IF($D$471=\"\",IF($E$471>0,\"Ny data\",IF($E$471=\"\",\"\",0)),IF($D$471=0,IF($E$471=0,0,\"Ny data\"),($E$471-$D$471)/$D$471))","v":0},{"$f":"IF($E$471=\"\",IF($F$471>0,\"Ny data\",IF($F$471=\"\",\"\",0)),IF($E$471=0,IF($F$471=0,0,\"Ny data\"),($F$471-$E$471)/$E$471))","v":0}]
["Forklaring, Konstruktioner","PE",60,0,0,0,{"$f":"IF($D$472=\"\",IF($E$472>0,\"Ny data\",IF($E$472=\"\",\"\",0)),IF($D$472=0,IF($E$472=0,0,\"Ny data\"),($E$472-$D$472)/$D$472))","v":0},{"$f":"IF($E$472=\"\",IF($F$472>0,\"Ny data\",IF($F$472=\"\",\"\",0)),IF($E$472=0,IF($F$472=0,0,\"Ny data\"),($F$472-$E$472)/$E$472))","v":0}]
["Forklaring, Mek/EL","PE",20,0,0,0,{"$f":"IF($D$473=\"\",IF($E$473>0,\"Ny data\",IF($E$473=\"\",\"\",0)),IF($D$473=0,IF($E$473=0,0,\"Ny data\"),($E$473-$D$473)/$D$473))","v":0},{"$f":"IF($E$473=\"\",IF($F$473>0,\"Ny data\",IF($F$473=\"\",\"\",0)),IF($E$473=0,IF($F$473=0,0,\"Ny data\"),($F$473-$E$473)/$E$473))","v":0}]
["Forklaring, SRO","PE",10,0,0,0,{"$f":"IF($D$474=\"\",IF($E$474>0,\"Ny data\",IF($E$474=\"\",\"\",0)),IF($D$474=0,IF($E$474=0,0,\"Ny data\"),($E$474-$D$474)/$D$474))","v":0},{"$f":"IF($E$474=\"\",IF($F$474>0,\"Ny data\",IF($F$474=\"\",\"\",0)),IF($E$474=0,IF($F$474=0,0,\"Ny data\"),($F$474-$E$474)/$E$474))","v":0}]
["Beluftningstanke, Konstruktioner","PE",60,0,0,0,{"$f":"IF($D$475=\"\",IF($E$475>0,\"Ny data\",IF($E$475=\"\",\"\",0)),IF($D$475=0,IF($E$475=0,0,\"Ny data\"),($E$475-$D$475)/$D$475))","v":0},{"$f":"IF($E$475=\"\",IF($F$475>0,\"Ny data\",IF($F$475=\"\",\"\",0)),IF($E$475=0,IF($F$475=0,0,\"Ny data\"),($F$475-$E$475)/$E$475))","v":0}]
["Beluftningstanke, Mek/EL","PE",20,0,0,0,{"$f":"IF($D$476=\"\",IF($E$476>0,\"Ny data\",IF($E$476=\"\",\"\",0)),IF($D$476=0,IF($E$476=0,0,\"Ny data\"),($E$476-$D$476)/$D$476))","v":0},{"$f":"IF($E$476=\"\",IF($F$476>0,\"Ny data\",IF($F$476=\"\",\"\",0)),IF($E$476=0,IF($F$476=0,0,\"Ny data\"),($F$476-$E$476)/$E$476))","v":0}]
["Beluftningstanke, SRO","PE",10,0,0,0,{"$f":"IF($D$477=\"\",IF($E$477>0,\"Ny data\",IF($E$477=\"\",\"\",0)),IF($D$477=0,IF($E$477=0,0,\"Ny data\"),($E$477-$D$477)/$D$477))","v":0},{"$f":"IF($E$477=\"\",IF($F$477>0,\"Ny data\",IF($F$477=\"\",\"\",0)),IF($E$477=0,IF($F$477=0,0,\"Ny data\"),($F$477-$E$477)/$E$477))","v":0}]
["Efterklaringstanke, Konstruktioner","PE",60,0,0,0,{"$f":"IF($D$478=\"\",IF($E$478>0,\"Ny data\",IF($E$478=\"\",\"\",0)),IF($D$478=0,IF($E$478=0,0,\"Ny data\"),($E$478-$D$478)/$D$478))","v":0},{"$f":"IF($E$478=\"\",IF($F$478>0,\"Ny data\",IF($F$478=\"\",\"\",0)),IF($E$478=0,IF($F$478=0,0,\"Ny data\"),($F$478-$E$478)/$E$478))","v":0}]
["Efterklaringstanke, Mek/El","PE",20,0,0,0,{"$f":"IF($D$479=\"\",IF($E$479>0,\"Ny data\",IF($E$479=\"\",\"\",0)),IF($D$479=0,IF($E$479=0,0,\"Ny data\"),($E$479-$D$479)/$D$479))","v":0},{"$f":"IF($E$479=\"\",IF($F$479>0,\"Ny data\",IF($F$479=\"\",\"\",0)),IF($E$479=0,IF($F$479=0,0,\"Ny data\"),($F$479-$E$479)/$E$479))","v":0}]
["Efterklaringstanke, SRO","PE",10,0,0,0,{"$f":"IF($D$480=\"\",IF($E$480>0,\"Ny data\",IF($E$480=\"\",\"\",0)),IF($D$480=0,IF($E$480=0,0,\"Ny data\"),($E$480-$D$480)/$D$480))","v":0},{"$f":"IF($E$480=\"\",IF($F$480>0,\"Ny data\",IF($F$480=\"\",\"\",0)),IF($E$480=0,IF($F$480=0,0,\"Ny data\"),($F$480-$E$480)/$E$480))","v":0}]
["Efterbehandlingsanlæg (sandfilter), Konstruktioner","PE",60,0,0,0,{"$f":"IF($D$481=\"\",IF($E$481>0,\"Ny data\",IF($E$481=\"\",\"\",0)),IF($D$481=0,IF($E$481=0,0,\"Ny data\"),($E$481-$D$481)/$D$481))","v":0},{"$f":"IF($E$481=\"\",IF($F$481>0,\"Ny data\",IF($F$481=\"\",\"\",0)),IF($E$481=0,IF($F$481=0,0,\"Ny data\"),($F$481-$E$481)/$E$481))","v":0}]
["Efterbehandlingsanlæg (sandfilter), Mek/EL","PE",20,0,0,0,{"$f":"IF($D$482=\"\",IF($E$482>0,\"Ny data\",IF($E$482=\"\",\"\",0)),IF($D$482=0,IF($E$482=0,0,\"Ny data\"),($E$482-$D$482)/$D$482))","v":0},{"$f":"IF($E$482=\"\",IF($F$482>0,\"Ny data\",IF($F$482=\"\",\"\",0)),IF($E$482=0,IF($F$482=0,0,\"Ny data\"),($F$482-$E$482)/$E$482))","v":0}]
["Efterbehandlingsanlæg (sandfilter), SRO","PE",10,0,0,0,{"$f":"IF($D$483=\"\",IF($E$483>0,\"Ny data\",IF($E$483=\"\",\"\",0)),IF($D$483=0,IF($E$483=0,0,\"Ny data\"),($E$483-$D$483)/$D$483))","v":0},{"$f":"IF($E$483=\"\",IF($F$483>0,\"Ny data\",IF($F$483=\"\",\"\",0)),IF($E$483=0,IF($F$483=0,0,\"Ny data\"),($F$483-$E$483)/$E$483))","v":0}]
["Renseanlæg >= 5.000 PE, Slambehandling",null,null,null,null,null,{"$f":"IF($D$484=\"\",IF($E$484>0,\"Ny data\",IF($E$484=\"\",\"\",0)),IF($D$484=0,IF($E$484=0,0,\"Ny data\"),($E$484-$D$484)/$D$484))","v":""},{"$f":"IF($E$484=\"\",IF($F$484>0,\"Ny data\",IF($F$484=\"\",\"\",0)),IF($E$484=0,IF($F$484=0,0,\"Ny data\"),($F$484-$E$484)/$E$484))","v":""}]
["Forafvanding, slam, Konstruktion","PE",60,0,0,0,{"$f":"IF($D$485=\"\",IF($E$485>0,\"Ny data\",IF($E$485=\"\",\"\",0)),IF($D$485=0,IF($E$485=0,0,\"Ny data\"),($E$485-$D$485)/$D$485))","v":0},{"$f":"IF($E$485=\"\",IF($F$485>0,\"Ny data\",IF($F$485=\"\",\"\",0)),IF($E$485=0,IF($F$485=0,0,\"Ny data\"),($F$485-$E$485)/$E$485))","v":0}]
["Forafvanding, slam, Mek/EL","PE",20,0,0,0,{"$f":"IF($D$486=\"\",IF($E$486>0,\"Ny data\",IF($E$486=\"\",\"\",0)),IF($D$486=0,IF($E$486=0,0,\"Ny data\"),($E$486-$D$486)/$D$486))","v":0},{"$f":"IF($E$486=\"\",IF($F$486>0,\"Ny data\",IF($F$486=\"\",\"\",0)),IF($E$486=0,IF($F$486=0,0,\"Ny data\"),($F$486-$E$486)/$E$486))","v":0}]
["Forafvanding, slam, SRO","PE",10,0,0,0,{"$f":"IF($D$487=\"\",IF($E$487>0,\"Ny data\",IF($E$487=\"\",\"\",0)),IF($D$487=0,IF($E$487=0,0,\"Ny data\"),($E$487-$D$487)/$D$487))","v":0},{"$f":"IF($E$487=\"\",IF($F$487>0,\"Ny data\",IF($F$487=\"\",\"\",0)),IF($E$487=0,IF($F$487=0,0,\"Ny data\"),($F$487-$E$487)/$E$487))","v":0}]
["Rådnetanke, slam, Konstruktioner","PE",60,0,0,0,{"$f":"IF($D$488=\"\",IF($E$488>0,\"Ny data\",IF($E$488=\"\",\"\",0)),IF($D$488=0,IF($E$488=0,0,\"Ny data\"),($E$488-$D$488)/$D$488))","v":0},{"$f":"IF($E$488=\"\",IF($F$488>0,\"Ny data\",IF($F$488=\"\",\"\",0)),IF($E$488=0,IF($F$488=0,0,\"Ny data\"),($F$488-$E$488)/$E$488))","v":0}]
["Rådnetanke, slam, Mek/EL","PE",20,0,0,0,{"$f":"IF($D$489=\"\",IF($E$489>0,\"Ny data\",IF($E$489=\"\",\"\",0)),IF($D$489=0,IF($E$489=0,0,\"Ny data\"),($E$489-$D$489)/$D$489))","v":0},{"$f":"IF($E$489=\"\",IF($F$489>0,\"Ny data\",IF($F$489=\"\",\"\",0)),IF($E$489=0,IF($F$489=0,0,\"Ny data\"),($F$489-$E$489)/$E$489))","v":0}]
["Rådnetanke, slam, SRO","PE",10,0,0,0,{"$f":"IF($D$490=\"\",IF($E$490>0,\"Ny data\",IF($E$490=\"\",\"\",0)),IF($D$490=0,IF($E$490=0,0,\"Ny data\"),($E$490-$D$490)/$D$490))","v":0},{"$f":"IF($E$490=\"\",IF($F$490>0,\"Ny data\",IF($F$490=\"\",\"\",0)),IF($E$490=0,IF($F$490=0,0,\"Ny data\"),($F$490-$E$490)/$E$490))","v":0}]
["Gasdisponering, Konstruktioner","PE",60,0,0,0,{"$f":"IF($D$491=\"\",IF($E$491>0,\"Ny data\",IF($E$491=\"\",\"\",0)),IF($D$491=0,IF($E$491=0,0,\"Ny data\"),($E$491-$D$491)/$D$491))","v":0},{"$f":"IF($E$491=\"\",IF($F$491>0,\"Ny data\",IF($F$491=\"\",\"\",0)),IF($E$491=0,IF($F$491=0,0,\"Ny data\"),($F$491-$E$491)/$E$491))","v":0}]
["Gasdisponering, Mek/EL","PE",20,0,0,0,{"$f":"IF($D$492=\"\",IF($E$492>0,\"Ny data\",IF($E$492=\"\",\"\",0)),IF($D$492=0,IF($E$492=0,0,\"Ny data\"),($E$492-$D$492)/$D$492))","v":0},{"$f":"IF($E$492=\"\",IF($F$492>0,\"Ny data\",IF($F$492=\"\",\"\",0)),IF($E$492=0,IF($F$492=0,0,\"Ny data\"),($F$492-$E$492)/$E$492))","v":0}]
["Gasdisponering, SRO","PE",10,0,0,0,{"$f":"IF($D$493=\"\",IF($E$493>0,\"Ny data\",IF($E$493=\"\",\"\",0)),IF($D$493=0,IF($E$493=0,0,\"Ny data\"),($E$493-$D$493)/$D$493))","v":0},{"$f":"IF($E$493=\"\",IF($F$493>0,\"Ny data\",IF($F$493=\"\",\"\",0)),IF($E$493=0,IF($F$493=0,0,\"Ny data\"),($F$493-$E$493)/$E$493))","v":0}]
["Gasdisponering - elproduktionsanlæg, Konstruktioner","PE",60,0,0,0,{"$f":"IF($D$494=\"\",IF($E$494>0,\"Ny data\",IF($E$494=\"\",\"\",0)),IF($D$494=0,IF($E$494=0,0,\"Ny data\"),($E$494-$D$494)/$D$494))","v":0},{"$f":"IF($E$494=\"\",IF($F$494>0,\"Ny data\",IF($F$494=\"\",\"\",0)),IF($E$494=0,IF($F$494=0,0,\"Ny data\"),($F$494-$E$494)/$E$494))","v":0}]
["Gasdisponering - elproduktionsanlæg, Mek/EL","PE",20,0,0,0,{"$f":"IF($D$495=\"\",IF($E$495>0,\"Ny data\",IF($E$495=\"\",\"\",0)),IF($D$495=0,IF($E$495=0,0,\"Ny data\"),($E$495-$D$495)/$D$495))","v":0},{"$f":"IF($E$495=\"\",IF($F$495>0,\"Ny data\",IF($F$495=\"\",\"\",0)),IF($E$495=0,IF($F$495=0,0,\"Ny data\"),($F$495-$E$495)/$E$495))","v":0}]
["Gasdisponering - elproduktionsanlæg, SRO","PE",10,0,0,0,{"$f":"IF($D$496=\"\",IF($E$496>0,\"Ny data\",IF($E$496=\"\",\"\",0)),IF($D$496=0,IF($E$496=0,0,\"Ny data\"),($E$496-$D$496)/$D$496))","v":0},{"$f":"IF($E$496=\"\",IF($F$496>0,\"Ny data\",IF($F$496=\"\",\"\",0)),IF($E$496=0,IF($F$496=0,0,\"Ny data\"),($F$496-$E$496)/$E$496))","v":0}]
["Slutafvanding, slam - lavteknologisk (slambede), Konstruktioner","PE",60,0,0,0,{"$f":"IF($D$497=\"\",IF($E$497>0,\"Ny data\",IF($E$497=\"\",\"\",0)),IF($D$497=0,IF($E$497=0,0,\"Ny data\"),($E$497-$D$497)/$D$497))","v":0},{"$f":"IF($E$497=\"\",IF($F$497>0,\"Ny data\",IF($F$497=\"\",\"\",0)),IF($E$497=0,IF($F$497=0,0,\"Ny data\"),($F$497-$E$497)/$E$497))","v":0}]
["Slutafvanding, slam - lavteknologisk (slambede), Mek/EL","PE",20,0,0,0,{"$f":"IF($D$498=\"\",IF($E$498>0,\"Ny data\",IF($E$498=\"\",\"\",0)),IF($D$498=0,IF($E$498=0,0,\"Ny data\"),($E$498-$D$498)/$D$498))","v":0},{"$f":"IF($E$498=\"\",IF($F$498>0,\"Ny data\",IF($F$498=\"\",\"\",0)),IF($E$498=0,IF($F$498=0,0,\"Ny data\"),($F$498-$E$498)/$E$498))","v":0}]
["Slutafvanding, slam - lavteknologisk (slambede), SRO","PE",10,0,0,0,{"$f":"IF($D$499=\"\",IF($E$499>0,\"Ny data\",IF($E$499=\"\",\"\",0)),IF($D$499=0,IF($E$499=0,0,\"Ny data\"),($E$499-$D$499)/$D$499))","v":0},{"$f":"IF($E$499=\"\",IF($F$499>0,\"Ny data\",IF($F$499=\"\",\"\",0)),IF($E$499=0,IF($F$499=0,0,\"Ny data\"),($F$499-$E$499)/$E$499))","v":0}]
["Slutafvanding, slam - højteknologisk (centrifuger), Konstruktioner","PE",60,0,0,0,{"$f":"IF($D$500=\"\",IF($E$500>0,\"Ny data\",IF($E$500=\"\",\"\",0)),IF($D$500=0,IF($E$500=0,0,\"Ny data\"),($E$500-$D$500)/$D$500))","v":0},{"$f":"IF($E$500=\"\",IF($F$500>0,\"Ny data\",IF($F$500=\"\",\"\",0)),IF($E$500=0,IF($F$500=0,0,\"Ny data\"),($F$500-$E$500)/$E$500))","v":0}]
["Slutafvanding, slam - højteknologisk (centrifuger), Mek/El","PE",20,0,0,0,{"$f":"IF($D$501=\"\",IF($E$501>0,\"Ny data\",IF($E$501=\"\",\"\",0)),IF($D$501=0,IF($E$501=0,0,\"Ny data\"),($E$501-$D$501)/$D$501))","v":0},{"$f":"IF($E$501=\"\",IF($F$501>0,\"Ny data\",IF($F$501=\"\",\"\",0)),IF($E$501=0,IF($F$501=0,0,\"Ny data\"),($F$501-$E$501)/$E$501))","v":0}]
["Slutafvanding, slam - højteknologisk (centrifuger), SRO","PE",10,0,0,0,{"$f":"IF($D$502=\"\",IF($E$502>0,\"Ny data\",IF($E$502=\"\",\"\",0)),IF($D$502=0,IF($E$502=0,0,\"Ny data\"),($E$502-$D$502)/$D$502))","v":0},{"$f":"IF($E$502=\"\",IF($F$502>0,\"Ny data\",IF($F$502=\"\",\"\",0)),IF($E$502=0,IF($F$502=0,0,\"Ny data\"),($F$502-$E$502)/$E$502))","v":0}]
["Renseanlæg >= 5.000 PE, Slamdisponering",null,null,null,null,null,{"$f":"IF($D$503=\"\",IF($E$503>0,\"Ny data\",IF($E$503=\"\",\"\",0)),IF($D$503=0,IF($E$503=0,0,\"Ny data\"),($E$503-$D$503)/$D$503))","v":""},{"$f":"IF($E$503=\"\",IF($F$503>0,\"Ny data\",IF($F$503=\"\",\"\",0)),IF($E$503=0,IF($F$503=0,0,\"Ny data\"),($F$503-$E$503)/$E$503))","v":""}]
["Slutdisponering, slam - lavteknologisk (slammineralisering), Konstruktioner","PE",60,0,0,0,{"$f":"IF($D$504=\"\",IF($E$504>0,\"Ny data\",IF($E$504=\"\",\"\",0)),IF($D$504=0,IF($E$504=0,0,\"Ny data\"),($E$504-$D$504)/$D$504))","v":0},{"$f":"IF($E$504=\"\",IF($F$504>0,\"Ny data\",IF($F$504=\"\",\"\",0)),IF($E$504=0,IF($F$504=0,0,\"Ny data\"),($F$504-$E$504)/$E$504))","v":0}]
["Slutdisponering, slam - lavteknologisk (slammineralisering), Mek/EL","PE",20,0,0,0,{"$f":"IF($D$505=\"\",IF($E$505>0,\"Ny data\",IF($E$505=\"\",\"\",0)),IF($D$505=0,IF($E$505=0,0,\"Ny data\"),($E$505-$D$505)/$D$505))","v":0},{"$f":"IF($E$505=\"\",IF($F$505>0,\"Ny data\",IF($F$505=\"\",\"\",0)),IF($E$505=0,IF($F$505=0,0,\"Ny data\"),($F$505-$E$505)/$E$505))","v":0}]
["Slutdisponering, slam - lavteknologisk (slammineralisering), SRO","PE",10,0,0,0,{"$f":"IF($D$506=\"\",IF($E$506>0,\"Ny data\",IF($E$506=\"\",\"\",0)),IF($D$506=0,IF($E$506=0,0,\"Ny data\"),($E$506-$D$506)/$D$506))","v":0},{"$f":"IF($E$506=\"\",IF($F$506>0,\"Ny data\",IF($F$506=\"\",\"\",0)),IF($E$506=0,IF($F$506=0,0,\"Ny data\"),($F$506-$E$506)/$E$506))","v":0}]
["Slutdisponering, slam - højteknologisk (slamtørring), Konstruktioner","PE",60,0,0,0,{"$f":"IF($D$507=\"\",IF($E$507>0,\"Ny data\",IF($E$507=\"\",\"\",0)),IF($D$507=0,IF($E$507=0,0,\"Ny data\"),($E$507-$D$507)/$D$507))","v":0},{"$f":"IF($E$507=\"\",IF($F$507>0,\"Ny data\",IF($F$507=\"\",\"\",0)),IF($E$507=0,IF($F$507=0,0,\"Ny data\"),($F$507-$E$507)/$E$507))","v":0}]
["Slutdisponering, slam - højteknologisk (slamtørring), Mek/EL","PE",20,0,0,0,{"$f":"IF($D$508=\"\",IF($E$508>0,\"Ny data\",IF($E$508=\"\",\"\",0)),IF($D$508=0,IF($E$508=0,0,\"Ny data\"),($E$508-$D$508)/$D$508))","v":0},{"$f":"IF($E$508=\"\",IF($F$508>0,\"Ny data\",IF($F$508=\"\",\"\",0)),IF($E$508=0,IF($F$508=0,0,\"Ny data\"),($F$508-$E$508)/$E$508))","v":0}]
["Slutdisponering, slam - højteknologisk (slamtørring), SRO","PE",10,0,0,0,{"$f":"IF($D$509=\"\",IF($E$509>0,\"Ny data\",IF($E$509=\"\",\"\",0)),IF($D$509=0,IF($E$509=0,0,\"Ny data\"),($E$509-$D$509)/$D$509))","v":0},{"$f":"IF($E$509=\"\",IF($F$509>0,\"Ny data\",IF($F$509=\"\",\"\",0)),IF($E$509=0,IF($F$509=0,0,\"Ny data\"),($F$509-$E$509)/$E$509))","v":0}]
["Slutdisponering, slam - højteknologisk (slamtørring og -forbrænding), Konstruktioner","PE",60,0,0,0,{"$f":"IF($D$510=\"\",IF($E$510>0,\"Ny data\",IF($E$510=\"\",\"\",0)),IF($D$510=0,IF($E$510=0,0,\"Ny data\"),($E$510-$D$510)/$D$510))","v":0},{"$f":"IF($E$510=\"\",IF($F$510>0,\"Ny data\",IF($F$510=\"\",\"\",0)),IF($E$510=0,IF($F$510=0,0,\"Ny data\"),($F$510-$E$510)/$E$510))","v":0}]
["Slutdisponering, slam - højteknologisk (slamtørring og -forbrænding), Mek/EL","PE",20,0,0,0,{"$f":"IF($D$511=\"\",IF($E$511>0,\"Ny data\",IF($E$511=\"\",\"\",0)),IF($D$511=0,IF($E$511=0,0,\"Ny data\"),($E$511-$D$511)/$D$511))","v":0},{"$f":"IF($E$511=\"\",IF($F$511>0,\"Ny data\",IF($F$511=\"\",\"\",0)),IF($E$511=0,IF($F$511=0,0,\"Ny data\"),($F$511-$E$511)/$E$511))","v":0}]
["Slutdisponering, slam - højteknologisk (slamtørring og -forbrænding), SRO","PE",10,0,0,0,{"$f":"IF($D$512=\"\",IF($E$512>0,\"Ny data\",IF($E$512=\"\",\"\",0)),IF($D$512=0,IF($E$512=0,0,\"Ny data\"),($E$512-$D$512)/$D$512))","v":0},{"$f":"IF($E$512=\"\",IF($F$512>0,\"Ny data\",IF($F$512=\"\",\"\",0)),IF($E$512=0,IF($F$512=0,0,\"Ny data\"),($F$512-$E$512)/$E$512))","v":0}]
["Mindre renseanlæg",null,null,null,null,null,{"$f":"IF($D$513=\"\",IF($E$513>0,\"Ny data\",IF($E$513=\"\",\"\",0)),IF($D$513=0,IF($E$513=0,0,\"Ny data\"),($E$513-$D$513)/$D$513))","v":""},{"$f":"IF($E$513=\"\",IF($F$513>0,\"Ny data\",IF($F$513=\"\",\"\",0)),IF($E$513=0,IF($F$513=0,0,\"Ny data\"),($F$513-$E$513)/$E$513))","v":""}]
["Mindre renseanlæg < 5.000 PE uden mulighed for opdeling","PE",40,100,0,0,{"$f":"IF($D$514=\"\",IF($E$514>0,\"Ny data\",IF($E$514=\"\",\"\",0)),IF($D$514=0,IF($E$514=0,0,\"Ny data\"),($E$514-$D$514)/$D$514))","v":-1},{"$f":"IF($E$514=\"\",IF($F$514>0,\"Ny data\",IF($F$514=\"\",\"\",0)),IF($E$514=0,IF($F$514=0,0,\"Ny data\"),($F$514-$E$514)/$E$514))","v":0},"nedlagt"]
["Renseanlæg >= 5.000 PE, Vandbehandling",null,null,null,null,null,{"$f":"IF($D$515=\"\",IF($E$515>0,\"Ny data\",IF($E$515=\"\",\"\",0)),IF($D$515=0,IF($E$515=0,0,\"Ny data\"),($E$515-$D$515)/$D$515))","v":""},{"$f":"IF($E$515=\"\",IF($F$515>0,\"Ny data\",IF($F$515=\"\",\"\",0)),IF($E$515=0,IF($F$515=0,0,\"Ny data\"),($F$515-$E$515)/$E$515))","v":""}]
["Indløb med riste, Konstruktioner","PE",60,0,0,0,{"$f":"IF($D$516=\"\",IF($E$516>0,\"Ny data\",IF($E$516=\"\",\"\",0)),IF($D$516=0,IF($E$516=0,0,\"Ny data\"),($E$516-$D$516)/$D$516))","v":0},{"$f":"IF($E$516=\"\",IF($F$516>0,\"Ny data\",IF($F$516=\"\",\"\",0)),IF($E$516=0,IF($F$516=0,0,\"Ny data\"),($F$516-$E$516)/$E$516))","v":0}]
["Indløb med riste, Mek/EL","PE",20,0,0,0,{"$f":"IF($D$517=\"\",IF($E$517>0,\"Ny data\",IF($E$517=\"\",\"\",0)),IF($D$517=0,IF($E$517=0,0,\"Ny data\"),($E$517-$D$517)/$D$517))","v":0},{"$f":"IF($E$517=\"\",IF($F$517>0,\"Ny data\",IF($F$517=\"\",\"\",0)),IF($E$517=0,IF($F$517=0,0,\"Ny data\"),($F$517-$E$517)/$E$517))","v":0}]
["Indløb med riste, SRO","PE",10,0,0,0,{"$f":"IF($D$518=\"\",IF($E$518>0,\"Ny data\",IF($E$518=\"\",\"\",0)),IF($D$518=0,IF($E$518=0,0,\"Ny data\"),($E$518-$D$518)/$D$518))","v":0},{"$f":"IF($E$518=\"\",IF($F$518>0,\"Ny data\",IF($F$518=\"\",\"\",0)),IF($E$518=0,IF($F$518=0,0,\"Ny data\"),($F$518-$E$518)/$E$518))","v":0}]
["Sand- og fedtfang, Kontruktioner","PE",60,0,0,0,{"$f":"IF($D$519=\"\",IF($E$519>0,\"Ny data\",IF($E$519=\"\",\"\",0)),IF($D$519=0,IF($E$519=0,0,\"Ny data\"),($E$519-$D$519)/$D$519))","v":0},{"$f":"IF($E$519=\"\",IF($F$519>0,\"Ny data\",IF($F$519=\"\",\"\",0)),IF($E$519=0,IF($F$519=0,0,\"Ny data\"),($F$519-$E$519)/$E$519))","v":0}]
["Sand- og fedtfang, Mek/EL","PE",20,0,0,0,{"$f":"IF($D$520=\"\",IF($E$520>0,\"Ny data\",IF($E$520=\"\",\"\",0)),IF($D$520=0,IF($E$520=0,0,\"Ny data\"),($E$520-$D$520)/$D$520))","v":0},{"$f":"IF($E$520=\"\",IF($F$520>0,\"Ny data\",IF($F$520=\"\",\"\",0)),IF($E$520=0,IF($F$520=0,0,\"Ny data\"),($F$520-$E$520)/$E$520))","v":0}]
["Sand- og fedtfang, SRO","PE",10,0,0,0,{"$f":"IF($D$521=\"\",IF($E$521>0,\"Ny data\",IF($E$521=\"\",\"\",0)),IF($D$521=0,IF($E$521=0,0,\"Ny data\"),($E$521-$D$521)/$D$521))","v":0},{"$f":"IF($E$521=\"\",IF($F$521>0,\"Ny data\",IF($F$521=\"\",\"\",0)),IF($E$521=0,IF($F$521=0,0,\"Ny data\"),($F$521-$E$521)/$E$521))","v":0}]
["Forklaring, Konstruktioner","PE",60,0,0,0,{"$f":"IF($D$522=\"\",IF($E$522>0,\"Ny data\",IF($E$522=\"\",\"\",0)),IF($D$522=0,IF($E$522=0,0,\"Ny data\"),($E$522-$D$522)/$D$522))","v":0},{"$f":"IF($E$522=\"\",IF($F$522>0,\"Ny data\",IF($F$522=\"\",\"\",0)),IF($E$522=0,IF($F$522=0,0,\"Ny data\"),($F$522-$E$522)/$E$522))","v":0}]
["Forklaring, Mek/EL","PE",20,0,0,0,{"$f":"IF($D$523=\"\",IF($E$523>0,\"Ny data\",IF($E$523=\"\",\"\",0)),IF($D$523=0,IF($E$523=0,0,\"Ny data\"),($E$523-$D$523)/$D$523))","v":0},{"$f":"IF($E$523=\"\",IF($F$523>0,\"Ny data\",IF($F$523=\"\",\"\",0)),IF($E$523=0,IF($F$523=0,0,\"Ny data\"),($F$523-$E$523)/$E$523))","v":0}]
["Forklaring, SRO","PE",10,0,0,0,{"$f":"IF($D$524=\"\",IF($E$524>0,\"Ny data\",IF($E$524=\"\",\"\",0)),IF($D$524=0,IF($E$524=0,0,\"Ny data\"),($E$524-$D$524)/$D$524))","v":0},{"$f":"IF($E$524=\"\",IF($F$524>0,\"Ny data\",IF($F$524=\"\",\"\",0)),IF($E$524=0,IF($F$524=0,0,\"Ny data\"),($F$524-$E$524)/$E$524))","v":0}]
["Beluftningstanke, Konstruktioner","PE",60,0,0,0,{"$f":"IF($D$525=\"\",IF($E$525>0,\"Ny data\",IF($E$525=\"\",\"\",0)),IF($D$525=0,IF($E$525=0,0,\"Ny data\"),($E$525-$D$525)/$D$525))","v":0},{"$f":"IF($E$525=\"\",IF($F$525>0,\"Ny data\",IF($F$525=\"\",\"\",0)),IF($E$525=0,IF($F$525=0,0,\"Ny data\"),($F$525-$E$525)/$E$525))","v":0}]
["Beluftningstanke, Mek/EL","PE",20,0,0,0,{"$f":"IF($D$526=\"\",IF($E$526>0,\"Ny data\",IF($E$526=\"\",\"\",0)),IF($D$526=0,IF($E$526=0,0,\"Ny data\"),($E$526-$D$526)/$D$526))","v":0},{"$f":"IF($E$526=\"\",IF($F$526>0,\"Ny data\",IF($F$526=\"\",\"\",0)),IF($E$526=0,IF($F$526=0,0,\"Ny data\"),($F$526-$E$526)/$E$526))","v":0}]
["Beluftningstanke, SRO","PE",10,0,0,0,{"$f":"IF($D$527=\"\",IF($E$527>0,\"Ny data\",IF($E$527=\"\",\"\",0)),IF($D$527=0,IF($E$527=0,0,\"Ny data\"),($E$527-$D$527)/$D$527))","v":0},{"$f":"IF($E$527=\"\",IF($F$527>0,\"Ny data\",IF($F$527=\"\",\"\",0)),IF($E$527=0,IF($F$527=0,0,\"Ny data\"),($F$527-$E$527)/$E$527))","v":0}]
["Efterklaringstanke, Konstruktioner","PE",60,0,0,0,{"$f":"IF($D$528=\"\",IF($E$528>0,\"Ny data\",IF($E$528=\"\",\"\",0)),IF($D$528=0,IF($E$528=0,0,\"Ny data\"),($E$528-$D$528)/$D$528))","v":0},{"$f":"IF($E$528=\"\",IF($F$528>0,\"Ny data\",IF($F$528=\"\",\"\",0)),IF($E$528=0,IF($F$528=0,0,\"Ny data\"),($F$528-$E$528)/$E$528))","v":0}]
["Efterklaringstanke, Mek/El","PE",20,0,0,0,{"$f":"IF($D$529=\"\",IF($E$529>0,\"Ny data\",IF($E$529=\"\",\"\",0)),IF($D$529=0,IF($E$529=0,0,\"Ny data\"),($E$529-$D$529)/$D$529))","v":0},{"$f":"IF($E$529=\"\",IF($F$529>0,\"Ny data\",IF($F$529=\"\",\"\",0)),IF($E$529=0,IF($F$529=0,0,\"Ny data\"),($F$529-$E$529)/$E$529))","v":0}]
["Efterklaringstanke, SRO","PE",10,0,0,0,{"$f":"IF($D$530=\"\",IF($E$530>0,\"Ny data\",IF($E$530=\"\",\"\",0)),IF($D$530=0,IF($E$530=0,0,\"Ny data\"),($E$530-$D$530)/$D$530))","v":0},{"$f":"IF($E$530=\"\",IF($F$530>0,\"Ny data\",IF($F$530=\"\",\"\",0)),IF($E$530=0,IF($F$530=0,0,\"Ny data\"),($F$530-$E$530)/$E$530))","v":0}]
["Efterbehandlingsanlæg (sandfilter), Konstruktioner","PE",60,0,0,0,{"$f":"IF($D$531=\"\",IF($E$531>0,\"Ny data\",IF($E$531=\"\",\"\",0)),IF($D$531=0,IF($E$531=0,0,\"Ny data\"),($E$531-$D$531)/$D$531))","v":0},{"$f":"IF($E$531=\"\",IF($F$531>0,\"Ny data\",IF($F$531=\"\",\"\",0)),IF($E$531=0,IF($F$531=0,0,\"Ny data\"),($F$531-$E$531)/$E$531))","v":0}]
["Efterbehandlingsanlæg (sandfilter), Mek/EL","PE",20,0,0,0,{"$f":"IF($D$532=\"\",IF($E$532>0,\"Ny data\",IF($E$532=\"\",\"\",0)),IF($D$532=0,IF($E$532=0,0,\"Ny data\"),($E$532-$D$532)/$D$532))","v":0},{"$f":"IF($E$532=\"\",IF($F$532>0,\"Ny data\",IF($F$532=\"\",\"\",0)),IF($E$532=0,IF($F$532=0,0,\"Ny data\"),($F$532-$E$532)/$E$532))","v":0}]
["Efterbehandlingsanlæg (sandfilter), SRO","PE",10,0,0,0,{"$f":"IF($D$533=\"\",IF($E$533>0,\"Ny data\",IF($E$533=\"\",\"\",0)),IF($D$533=0,IF($E$533=0,0,\"Ny data\"),($E$533-$D$533)/$D$533))","v":0},{"$f":"IF($E$533=\"\",IF($F$533>0,\"Ny data\",IF($F$533=\"\",\"\",0)),IF($E$533=0,IF($F$533=0,0,\"Ny data\"),($F$533-$E$533)/$E$533))","v":0}]
["Renseanlæg >= 5.000 PE, Slambehandling",null,null,null,null,null,{"$f":"IF($D$534=\"\",IF($E$534>0,\"Ny data\",IF($E$534=\"\",\"\",0)),IF($D$534=0,IF($E$534=0,0,\"Ny data\"),($E$534-$D$534)/$D$534))","v":""},{"$f":"IF($E$534=\"\",IF($F$534>0,\"Ny data\",IF($F$534=\"\",\"\",0)),IF($E$534=0,IF($F$534=0,0,\"Ny data\"),($F$534-$E$534)/$E$534))","v":""}]
["Forafvanding, slam, Konstruktion","PE",60,0,0,0,{"$f":"IF($D$535=\"\",IF($E$535>0,\"Ny data\",IF($E$535=\"\",\"\",0)),IF($D$535=0,IF($E$535=0,0,\"Ny data\"),($E$535-$D$535)/$D$535))","v":0},{"$f":"IF($E$535=\"\",IF($F$535>0,\"Ny data\",IF($F$535=\"\",\"\",0)),IF($E$535=0,IF($F$535=0,0,\"Ny data\"),($F$535-$E$535)/$E$535))","v":0}]
["Forafvanding, slam, Mek/EL","PE",20,0,0,0,{"$f":"IF($D$536=\"\",IF($E$536>0,\"Ny data\",IF($E$536=\"\",\"\",0)),IF($D$536=0,IF($E$536=0,0,\"Ny data\"),($E$536-$D$536)/$D$536))","v":0},{"$f":"IF($E$536=\"\",IF($F$536>0,\"Ny data\",IF($F$536=\"\",\"\",0)),IF($E$536=0,IF($F$536=0,0,\"Ny data\"),($F$536-$E$536)/$E$536))","v":0}]
["Forafvanding, slam, SRO","PE",10,0,0,0,{"$f":"IF($D$537=\"\",IF($E$537>0,\"Ny data\",IF($E$537=\"\",\"\",0)),IF($D$537=0,IF($E$537=0,0,\"Ny data\"),($E$537-$D$537)/$D$537))","v":0},{"$f":"IF($E$537=\"\",IF($F$537>0,\"Ny data\",IF($F$537=\"\",\"\",0)),IF($E$537=0,IF($F$537=0,0,\"Ny data\"),($F$537-$E$537)/$E$537))","v":0}]
["Rådnetanke, slam, Konstruktioner","PE",60,0,0,0,{"$f":"IF($D$538=\"\",IF($E$538>0,\"Ny data\",IF($E$538=\"\",\"\",0)),IF($D$538=0,IF($E$538=0,0,\"Ny data\"),($E$538-$D$538)/$D$538))","v":0},{"$f":"IF($E$538=\"\",IF($F$538>0,\"Ny data\",IF($F$538=\"\",\"\",0)),IF($E$538=0,IF($F$538=0,0,\"Ny data\"),($F$538-$E$538)/$E$538))","v":0}]
["Rådnetanke, slam, Mek/EL","PE",20,0,0,0,{"$f":"IF($D$539=\"\",IF($E$539>0,\"Ny data\",IF($E$539=\"\",\"\",0)),IF($D$539=0,IF($E$539=0,0,\"Ny data\"),($E$539-$D$539)/$D$539))","v":0},{"$f":"IF($E$539=\"\",IF($F$539>0,\"Ny data\",IF($F$539=\"\",\"\",0)),IF($E$539=0,IF($F$539=0,0,\"Ny data\"),($F$539-$E$539)/$E$539))","v":0}]
["Rådnetanke, slam, SRO","PE",10,0,0,0,{"$f":"IF($D$540=\"\",IF($E$540>0,\"Ny data\",IF($E$540=\"\",\"\",0)),IF($D$540=0,IF($E$540=0,0,\"Ny data\"),($E$540-$D$540)/$D$540))","v":0},{"$f":"IF($E$540=\"\",IF($F$540>0,\"Ny data\",IF($F$540=\"\",\"\",0)),IF($E$540=0,IF($F$540=0,0,\"Ny data\"),($F$540-$E$540)/$E$540))","v":0}]
["Gasdisponering, Konstruktioner","PE",60,0,0,0,{"$f":"IF($D$541=\"\",IF($E$541>0,\"Ny data\",IF($E$541=\"\",\"\",0)),IF($D$541=0,IF($E$541=0,0,\"Ny data\"),($E$541-$D$541)/$D$541))","v":0},{"$f":"IF($E$541=\"\",IF($F$541>0,\"Ny data\",IF($F$541=\"\",\"\",0)),IF($E$541=0,IF($F$541=0,0,\"Ny data\"),($F$541-$E$541)/$E$541))","v":0}]
["Gasdisponering, Mek/EL","PE",20,0,0,0,{"$f":"IF($D$542=\"\",IF($E$542>0,\"Ny data\",IF($E$542=\"\",\"\",0)),IF($D$542=0,IF($E$542=0,0,\"Ny data\"),($E$542-$D$542)/$D$542))","v":0},{"$f":"IF($E$542=\"\",IF($F$542>0,\"Ny data\",IF($F$542=\"\",\"\",0)),IF($E$542=0,IF($F$542=0,0,\"Ny data\"),($F$542-$E$542)/$E$542))","v":0}]
["Gasdisponering, SRO","PE",10,0,0,0,{"$f":"IF($D$543=\"\",IF($E$543>0,\"Ny data\",IF($E$543=\"\",\"\",0)),IF($D$543=0,IF($E$543=0,0,\"Ny data\"),($E$543-$D$543)/$D$543))","v":0},{"$f":"IF($E$543=\"\",IF($F$543>0,\"Ny data\",IF($F$543=\"\",\"\",0)),IF($E$543=0,IF($F$543=0,0,\"Ny data\"),($F$543-$E$543)/$E$543))","v":0}]
["Gasdisponering - elproduktionsanlæg, Konstruktioner","PE",60,0,0,0,{"$f":"IF($D$544=\"\",IF($E$544>0,\"Ny data\",IF($E$544=\"\",\"\",0)),IF($D$544=0,IF($E$544=0,0,\"Ny data\"),($E$544-$D$544)/$D$544))","v":0},{"$f":"IF($E$544=\"\",IF($F$544>0,\"Ny data\",IF($F$544=\"\",\"\",0)),IF($E$544=0,IF($F$544=0,0,\"Ny data\"),($F$544-$E$544)/$E$544))","v":0}]
["Gasdisponering - elproduktionsanlæg, Mek/EL","PE",20,0,0,0,{"$f":"IF($D$545=\"\",IF($E$545>0,\"Ny data\",IF($E$545=\"\",\"\",0)),IF($D$545=0,IF($E$545=0,0,\"Ny data\"),($E$545-$D$545)/$D$545))","v":0},{"$f":"IF($E$545=\"\",IF($F$545>0,\"Ny data\",IF($F$545=\"\",\"\",0)),IF($E$545=0,IF($F$545=0,0,\"Ny data\"),($F$545-$E$545)/$E$545))","v":0}]
["Gasdisponering - elproduktionsanlæg, SRO","PE",10,0,0,0,{"$f":"IF($D$546=\"\",IF($E$546>0,\"Ny data\",IF($E$546=\"\",\"\",0)),IF($D$546=0,IF($E$546=0,0,\"Ny data\"),($E$546-$D$546)/$D$546))","v":0},{"$f":"IF($E$546=\"\",IF($F$546>0,\"Ny data\",IF($F$546=\"\",\"\",0)),IF($E$546=0,IF($F$546=0,0,\"Ny data\"),($F$546-$E$546)/$E$546))","v":0}]
["Slutafvanding, slam - lavteknologisk (slambede), Konstruktioner","PE",60,0,0,0,{"$f":"IF($D$547=\"\",IF($E$547>0,\"Ny data\",IF($E$547=\"\",\"\",0)),IF($D$547=0,IF($E$547=0,0,\"Ny data\"),($E$547-$D$547)/$D$547))","v":0},{"$f":"IF($E$547=\"\",IF($F$547>0,\"Ny data\",IF($F$547=\"\",\"\",0)),IF($E$547=0,IF($F$547=0,0,\"Ny data\"),($F$547-$E$547)/$E$547))","v":0}]
["Slutafvanding, slam - lavteknologisk (slambede), Mek/EL","PE",20,0,0,0,{"$f":"IF($D$548=\"\",IF($E$548>0,\"Ny data\",IF($E$548=\"\",\"\",0)),IF($D$548=0,IF($E$548=0,0,\"Ny data\"),($E$548-$D$548)/$D$548))","v":0},{"$f":"IF($E$548=\"\",IF($F$548>0,\"Ny data\",IF($F$548=\"\",\"\",0)),IF($E$548=0,IF($F$548=0,0,\"Ny data\"),($F$548-$E$548)/$E$548))","v":0}]
["Slutafvanding, slam - lavteknologisk (slambede), SRO","PE",10,0,0,0,{"$f":"IF($D$549=\"\",IF($E$549>0,\"Ny data\",IF($E$549=\"\",\"\",0)),IF($D$549=0,IF($E$549=0,0,\"Ny data\"),($E$549-$D$549)/$D$549))","v":0},{"$f":"IF($E$549=\"\",IF($F$549>0,\"Ny data\",IF($F$549=\"\",\"\",0)),IF($E$549=0,IF($F$549=0,0,\"Ny data\"),($F$549-$E$549)/$E$549))","v":0}]
["Slutafvanding, slam - højteknologisk (centrifuger), Konstruktioner","PE",60,0,0,0,{"$f":"IF($D$550=\"\",IF($E$550>0,\"Ny data\",IF($E$550=\"\",\"\",0)),IF($D$550=0,IF($E$550=0,0,\"Ny data\"),($E$550-$D$550)/$D$550))","v":0},{"$f":"IF($E$550=\"\",IF($F$550>0,\"Ny data\",IF($F$550=\"\",\"\",0)),IF($E$550=0,IF($F$550=0,0,\"Ny data\"),($F$550-$E$550)/$E$550))","v":0}]
["Slutafvanding, slam - højteknologisk (centrifuger), Mek/El","PE",20,0,0,0,{"$f":"IF($D$551=\"\",IF($E$551>0,\"Ny data\",IF($E$551=\"\",\"\",0)),IF($D$551=0,IF($E$551=0,0,\"Ny data\"),($E$551-$D$551)/$D$551))","v":0},{"$f":"IF($E$551=\"\",IF($F$551>0,\"Ny data\",IF($F$551=\"\",\"\",0)),IF($E$551=0,IF($F$551=0,0,\"Ny data\"),($F$551-$E$551)/$E$551))","v":0}]
["Slutafvanding, slam - højteknologisk (centrifuger), SRO","PE",10,0,0,0,{"$f":"IF($D$552=\"\",IF($E$552>0,\"Ny data\",IF($E$552=\"\",\"\",0)),IF($D$552=0,IF($E$552=0,0,\"Ny data\"),($E$552-$D$552)/$D$552))","v":0},{"$f":"IF($E$552=\"\",IF($F$552>0,\"Ny data\",IF($F$552=\"\",\"\",0)),IF($E$552=0,IF($F$552=0,0,\"Ny data\"),($F$552-$E$552)/$E$552))","v":0}]
["Renseanlæg >= 5.000 PE, Slamdisponering",null,null,null,null,null,{"$f":"IF($D$553=\"\",IF($E$553>0,\"Ny data\",IF($E$553=\"\",\"\",0)),IF($D$553=0,IF($E$553=0,0,\"Ny data\"),($E$553-$D$553)/$D$553))","v":""},{"$f":"IF($E$553=\"\",IF($F$553>0,\"Ny data\",IF($F$553=\"\",\"\",0)),IF($E$553=0,IF($F$553=0,0,\"Ny data\"),($F$553-$E$553)/$E$553))","v":""}]
["Slutdisponering, slam - lavteknologisk (slammineralisering), Konstruktioner","PE",60,0,0,0,{"$f":"IF($D$554=\"\",IF($E$554>0,\"Ny data\",IF($E$554=\"\",\"\",0)),IF($D$554=0,IF($E$554=0,0,\"Ny data\"),($E$554-$D$554)/$D$554))","v":0},{"$f":"IF($E$554=\"\",IF($F$554>0,\"Ny data\",IF($F$554=\"\",\"\",0)),IF($E$554=0,IF($F$554=0,0,\"Ny data\"),($F$554-$E$554)/$E$554))","v":0}]
["Slutdisponering, slam - lavteknologisk (slammineralisering), Mek/EL","PE",20,0,0,0,{"$f":"IF($D$555=\"\",IF($E$555>0,\"Ny data\",IF($E$555=\"\",\"\",0)),IF($D$555=0,IF($E$555=0,0,\"Ny data\"),($E$555-$D$555)/$D$555))","v":0},{"$f":"IF($E$555=\"\",IF($F$555>0,\"Ny data\",IF($F$555=\"\",\"\",0)),IF($E$555=0,IF($F$555=0,0,\"Ny data\"),($F$555-$E$555)/$E$555))","v":0}]
["Slutdisponering, slam - lavteknologisk (slammineralisering), SRO","PE",10,0,0,0,{"$f":"IF($D$556=\"\",IF($E$556>0,\"Ny data\",IF($E$556=\"\",\"\",0)),IF($D$556=0,IF($E$556=0,0,\"Ny data\"),($E$556-$D$556)/$D$556))","v":0},{"$f":"IF($E$556=\"\",IF($F$556>0,\"Ny data\",IF($F$556=\"\",\"\",0)),IF($E$556=0,IF($F$556=0,0,\"Ny data\"),($F$556-$E$556)/$E$556))","v":0}]
["Slutdisponering, slam - højteknologisk (slamtørring), Konstruktioner","PE",60,0,0,0,{"$f":"IF($D$557=\"\",IF($E$557>0,\"Ny data\",IF($E$557=\"\",\"\",0)),IF($D$557=0,IF($E$557=0,0,\"Ny data\"),($E$557-$D$557)/$D$557))","v":0},{"$f":"IF($E$557=\"\",IF($F$557>0,\"Ny data\",IF($F$557=\"\",\"\",0)),IF($E$557=0,IF($F$557=0,0,\"Ny data\"),($F$557-$E$557)/$E$557))","v":0}]
["Slutdisponering, slam - højteknologisk (slamtørring), Mek/EL","PE",20,0,0,0,{"$f":"IF($D$558=\"\",IF($E$558>0,\"Ny data\",IF($E$558=\"\",\"\",0)),IF($D$558=0,IF($E$558=0,0,\"Ny data\"),($E$558-$D$558)/$D$558))","v":0},{"$f":"IF($E$558=\"\",IF($F$558>0,\"Ny data\",IF($F$558=\"\",\"\",0)),IF($E$558=0,IF($F$558=0,0,\"Ny data\"),($F$558-$E$558)/$E$558))","v":0}]
["Slutdisponering, slam - højteknologisk (slamtørring), SRO","PE",10,0,0,0,{"$f":"IF($D$559=\"\",IF($E$559>0,\"Ny data\",IF($E$559=\"\",\"\",0)),IF($D$559=0,IF($E$559=0,0,\"Ny data\"),($E$559-$D$559)/$D$559))","v":0},{"$f":"IF($E$559=\"\",IF($F$559>0,\"Ny data\",IF($F$559=\"\",\"\",0)),IF($E$559=0,IF($F$559=0,0,\"Ny data\"),($F$559-$E$559)/$E$559))","v":0}]
["Slutdisponering, slam - højteknologisk (slamtørring og -forbrænding), Konstruktioner","PE",60,0,0,0,{"$f":"IF($D$560=\"\",IF($E$560>0,\"Ny data\",IF($E$560=\"\",\"\",0)),IF($D$560=0,IF($E$560=0,0,\"Ny data\"),($E$560-$D$560)/$D$560))","v":0},{"$f":"IF($E$560=\"\",IF($F$560>0,\"Ny data\",IF($F$560=\"\",\"\",0)),IF($E$560=0,IF($F$560=0,0,\"Ny data\"),($F$560-$E$560)/$E$560))","v":0}]
["Slutdisponering, slam - højteknologisk (slamtørring og -forbrænding), Mek/EL","PE",20,0,0,0,{"$f":"IF($D$561=\"\",IF($E$561>0,\"Ny data\",IF($E$561=\"\",\"\",0)),IF($D$561=0,IF($E$561=0,0,\"Ny data\"),($E$561-$D$561)/$D$561))","v":0},{"$f":"IF($E$561=\"\",IF($F$561>0,\"Ny data\",IF($F$561=\"\",\"\",0)),IF($E$561=0,IF($F$561=0,0,\"Ny data\"),($F$561-$E$561)/$E$561))","v":0}]
["Slutdisponering, slam - højteknologisk (slamtørring og -forbrænding), SRO","PE",10,0,0,0,{"$f":"IF($D$562=\"\",IF($E$562>0,\"Ny data\",IF($E$562=\"\",\"\",0)),IF($D$562=0,IF($E$562=0,0,\"Ny data\"),($E$562-$D$562)/$D$562))","v":0},{"$f":"IF($E$562=\"\",IF($F$562>0,\"Ny data\",IF($F$562=\"\",\"\",0)),IF($E$562=0,IF($F$562=0,0,\"Ny data\"),($F$562-$E$562)/$E$562))","v":0}]

{"sheet":"Distributionsanlæg","index":1,"n_rows":322,"n_cols":9,"rows_kept":322,"cut":false,"hidden":false,"merged":[[0,0,1,0],[0,1,1,1],[0,2,1,2],[0,3,1,3],[0,8,1,8],[0,4,1,4],[0,5,1,5],[0,6,1,6],[0,7,1,7]]}
["Distributionsanlæg","Enhed","Standard-levetid","Samlet mængde per 31/12-2016","Samlet mængde per 31/12-2017","Samlet mængde per 31/12-2018","Afvigelse 2016-2017","Afvigelse 2017-2018","Bemærkninger"]
[]
["Ledningsnet - Land",null,null,null,null,null,{"$f":"IF($D$3=\"\",IF($E$3>0,\"Ny data\",IF($E$3=\"\",\"\",0)),IF($D$3=0,IF($E$3=0,0,\"Ny data\"),($E$3-$D$3)/$D$3))","v":""},{"$f":"IF($E$3=\"\",IF($F$3>0,\"Ny data\",IF($F$3=\"\",\"\",0)),IF($E$3=0,IF($F$3=0,0,\"Ny data\"),($F$3-$E$3)/$E$3))","v":""}]
["Ledningsnet ≤ Ø 200 mm ","meter",75,69101,75000,95552,{"$f":"IF($D$4=\"\",IF($E$4>0,\"Ny data\",IF($E$4=\"\",\"\",0)),IF($D$4=0,IF($E$4=0,0,\"Ny data\"),($E$4-$D$4)/$D$4))","v":8.5367794966787744E-2},{"$f":"IF($E$4=\"\",IF($F$4>0,\"Ny data\",IF($F$4=\"\",\"\",0)),IF($E$4=0,IF($F$4=0,0,\"Ny data\"),($F$4-$E$4)/$E$4))","v":0.27402666666666664},"ja"]
["Ø 200 mm < Ledningsnet ≤ Ø 500 mm ","meter",75,25135,27000,28663,{"$f":"IF($D$5=\"\",IF($E$5>0,\"Ny data\",IF($E$5=\"\",\"\",0)),IF($D$5=0,IF($E$5=0,0,\"Ny data\"),($E$5-$D$5)/$D$5))","v":7.4199323652277702E-2},{"$f":"IF($E$5=\"\",IF($F$5>0,\"Ny data\",IF($F$5=\"\",\"\",0)),IF($E$5=0,IF($F$5=0,0,\"Ny data\"),($F$5-$E$5)/$E$5))","v":6.1592592592592595E-2}]
["Ø 500 mm < Ledningsnet ≤ Ø 800 mm","meter",75,1930,2150,2476,{"$f":"IF($D$6=\"\",IF($E$6>0,\"Ny data\",IF($E$6=\"\",\"\",0)),IF($D$6=0,IF($E$6=0,0,\"Ny data\"),($E$6-$D$6)/$D$6))","v":0.11398963730569948},{"$f":"IF($E$6=\"\",IF($F$6>0,\"Ny data\",IF($F$6=\"\",\"\",0)),IF($E$6=0,IF($F$6=0,0,\"Ny data\"),($F$6-$E$6)/$E$6))","v":0.15162790697674419}]
["Ø 800 mm < Ledningsnet ≤ Ø 1000 mm","meter",75,0,0,0,{"$f":"IF($D$7=\"\",IF($E$7>0,\"Ny data\",IF($E$7=\"\",\"\",0)),IF($D$7=0,IF($E$7=0,0,\"Ny data\"),($E$7-$D$7)/$D$7))","v":0},{"$f":"IF($E$7=\"\",IF($F$7>0,\"Ny data\",IF($F$7=\"\",\"\",0)),IF($E$7=0,IF($F$7=0,0,\"Ny data\"),($F$7-$E$7)/$E$7))","v":0}]
["Ø 1000 mm < Ledningsnet ≤ Ø 1200 mm","meter",75,0,0,0,{"$f":"IF($D$8=\"\",IF($E$8>0,\"Ny data\",IF($E$8=\"\",\"\",0)),IF($D$8=0,IF($E$8=0,0,\"Ny data\"),($E$8-$D$8)/$D$8))","v":0},{"$f":"IF($E$8=\"\",IF($F$8>0,\"Ny data\",IF($F$8=\"\",\"\",0)),IF($E$8=0,IF($F$8=0,0,\"Ny data\"),($F$8-$E$8)/$E$8))","v":0}]
["Ø 1200 mm < Ledningsnet ≤ Ø 1600 mm","meter",75,55,55,55,{"$f":"IF($D$9=\"\",IF($E$9>0,\"Ny data\",IF($E$9=\"\",\"\",0)),IF($D$9=0,IF($E$9=0,0,\"Ny data\"),($E$9-$D$9)/$D$9))","v":0},{"$f":"IF($E$9=\"\",IF($F$9>0,\"Ny data\",IF($F$9=\"\",\"\",0)),IF($E$9=0,IF($F$9=0,0,\"Ny data\"),($F$9-$E$9)/$E$9))","v":0}]
["Ledningsnet > Ø 1600 mm (rørbassiner og transportledninger)","meter",75,0,0,0,{"$f":"IF($D$10=\"\",IF($E$10>0,\"Ny data\",IF($E$10=\"\",\"\",0)),IF($D$10=0,IF($E$10=0,0,\"Ny data\"),($E$10-$D$10)/$D$10))","v":0},{"$f":"IF($E$10=\"\",IF($F$10>0,\"Ny data\",IF($F$10=\"\",\"\",0)),IF($E$10=0,IF($F$10=0,0,\"Ny data\"),($F$10-$E$10)/$E$10))","v":0}]
["Strømpeforing ≤ Ø 200 mm","meter",50,0,0,0,{"$f":"IF($D$11=\"\",IF($E$11>0,\"Ny data\",IF($E$11=\"\",\"\",0)),IF($D$11=0,IF($E$11=0,0,\"Ny data\"),($E$11-$D$11)/$D$11))","v":0},{"$f":"IF($E$11=\"\",IF($F$11>0,\"Ny data\",IF($F$11=\"\",\"\",0)),IF($E$11=0,IF($F$11=0,0,\"Ny data\"),($F$11-$E$11)/$E$11))","v":0}]
["Strømpeforing Ø 200 mm < Ledningsnet ≤ Ø 500 mm","meter",50,0,0,0,{"$f":"IF($D$12=\"\",IF($E$12>0,\"Ny data\",IF($E$12=\"\",\"\",0)),IF($D$12=0,IF($E$12=0,0,\"Ny data\"),($E$12-$D$12)/$D$12))","v":0},{"$f":"IF($E$12=\"\",IF($F$12>0,\"Ny data\",IF($F$12=\"\",\"\",0)),IF($E$12=0,IF($F$12=0,0,\"Ny data\"),($F$12-$E$12)/$E$12))","v":0}]
["Strømpeforing Ø 500 mm < Ledningsnet ≤ Ø 800 mm","meter",50,0,0,0,{"$f":"IF($D$13=\"\",IF($E$13>0,\"Ny data\",IF($E$13=\"\",\"\",0)),IF($D$13=0,IF($E$13=0,0,\"Ny data\"),($E$13-$D$13)/$D$13))","v":0},{"$f":"IF($E$13=\"\",IF($F$13>0,\"Ny data\",IF($F$13=\"\",\"\",0)),IF($E$13=0,IF($F$13=0,0,\"Ny data\"),($F$13-$E$13)/$E$13))","v":0}]
["Strømpeforing Ø 800 mm < Ledningsnet ≤ Ø 1000 mm","meter",50,0,0,0,{"$f":"IF($D$14=\"\",IF($E$14>0,\"Ny data\",IF($E$14=\"\",\"\",0)),IF($D$14=0,IF($E$14=0,0,\"Ny data\"),($E$14-$D$14)/$D$14))","v":0},{"$f":"IF($E$14=\"\",IF($F$14>0,\"Ny data\",IF($F$14=\"\",\"\",0)),IF($E$14=0,IF($F$14=0,0,\"Ny data\"),($F$14-$E$14)/$E$14))","v":0}]
["Strømpeforing Ø 1000 mm < Ledningsnet ≤ Ø 1200 mm","meter",50,0,0,0,{"$f":"IF($D$15=\"\",IF($E$15>0,\"Ny data\",IF($E$15=\"\",\"\",0)),IF($D$15=0,IF($E$15=0,0,\"Ny data\"),($E$15-$D$15)/$D$15))","v":0},{"$f":"IF($E$15=\"\",IF($F$15>0,\"Ny data\",IF($F$15=\"\",\"\",0)),IF($E$15=0,IF($F$15=0,0,\"Ny data\"),($F$15-$E$15)/$E$15))","v":0}]
["Strømpeforing Ø 1200 mm < Ledningsnet ≤ Ø 1600 mm","meter",50,0,0,0,{"$f":"IF($D$16=\"\",IF($E$16>0,\"Ny data\",IF($E$16=\"\",\"\",0)),IF($D$16=0,IF($E$16=0,0,\"Ny data\"),($E$16-$D$16)/$D$16))","v":0},{"$f":"IF($E$16=\"\",IF($F$16>0,\"Ny data\",IF($F$16=\"\",\"\",0)),IF($E$16=0,IF($F$16=0,0,\"Ny data\"),($F$16-$E$16)/$E$16))","v":0}]
["Ledningsnet - By",null,null,null,null,null,{"$f":"IF($D$17=\"\",IF($E$17>0,\"Ny data\",IF($E$17=\"\",\"\",0)),IF($D$17=0,IF($E$17=0,0,\"Ny data\"),($E$17-$D$17)/$D$17))","v":""},{"$f":"IF($E$17=\"\",IF($F$17>0,\"Ny data\",IF($F$17=\"\",\"\",0)),IF($E$17=0,IF($F$17=0,0,\"Ny data\"),($F$17-$E$17)/$E$17))","v":""}]
["Ledningsnet ≤ Ø 200 mm ","meter",75,172444,172444,171046,{"$f":"IF($D$18=\"\",IF($E$18>0,\"Ny data\",IF($E$18=\"\",\"\",0)),IF($D$18=0,IF($E$18=0,0,\"Ny data\"),($E$18-$D$18)/$D$18))","v":0},{"$f":"IF($E$18=\"\",IF($F$18>0,\"Ny data\",IF($F$18=\"\",\"\",0)),IF($E$18=0,IF($F$18=0,0,\"Ny data\"),($F$18-$E$18)/$E$18))","v":-8.1069796571640648E-3}]
["Ø 200 mm < Ledningsnet ≤ Ø 500 mm ","meter",75,81421,81421,79258,{"$f":"IF($D$19=\"\",IF($E$19>0,\"Ny data\",IF($E$19=\"\",\"\",0)),IF($D$19=0,IF($E$19=0,0,\"Ny data\"),($E$19-$D$19)/$D$19))","v":0},{"$f":"IF($E$19=\"\",IF($F$19>0,\"Ny data\",IF($F$19=\"\",\"\",0)),IF($E$19=0,IF($F$19=0,0,\"Ny data\"),($F$19-$E$19)/$E$19))","v":-2.6565628032080176E-2}]
["Ø 500 mm < Ledningsnet ≤ Ø 800 mm","meter",75,17981,17981,17644,{"$f":"IF($D$20=\"\",IF($E$20>0,\"Ny data\",IF($E$20=\"\",\"\",0)),IF($D$20=0,IF($E$20=0,0,\"Ny data\"),($E$20-$D$20)/$D$20))","v":0},{"$f":"IF($E$20=\"\",IF($F$20>0,\"Ny data\",IF($F$20=\"\",\"\",0)),IF($E$20=0,IF($F$20=0,0,\"Ny data\"),($F$20-$E$20)/$E$20))","v":-1.874200545019743E-2}]
["Ø 800 mm < Ledningsnet ≤ Ø 1000 mm","meter",75,3815,3815,0,{"$f":"IF($D$21=\"\",IF($E$21>0,\"Ny data\",IF($E$21=\"\",\"\",0)),IF($D$21=0,IF($E$21=0,0,\"Ny data\"),($E$21-$D$21)/$D$21))","v":0},{"$f":"IF($E$21=\"\",IF($F$21>0,\"Ny data\",IF($F$21=\"\",\"\",0)),IF($E$21=0,IF($F$21=0,0,\"Ny data\"),($F$21-$E$21)/$E$21))","v":-1},"ja"]
["Ø 1000 mm < Ledningsnet ≤ Ø 1200 mm","meter",75,1297,1297,0,{"$f":"IF($D$22=\"\",IF($E$22>0,\"Ny data\",IF($E$22=\"\",\"\",0)),IF($D$22=0,IF($E$22=0,0,\"Ny data\"),($E$22-$D$22)/$D$22))","v":0},{"$f":"IF($E$22=\"\",IF($F$22>0,\"Ny data\",IF($F$22=\"\",\"\",0)),IF($E$22=0,IF($F$22=0,0,\"Ny data\"),($F$22-$E$22)/$E$22))","v":-1},"ja"]
["Ø 1200 mm < Ledningsnet ≤ Ø 1600 mm","meter",75,10,10,0,{"$f":"IF($D$23=\"\",IF($E$23>0,\"Ny data\",IF($E$23=\"\",\"\",0)),IF($D$23=0,IF($E$23=0,0,\"Ny data\"),($E$23-$D$23)/$D$23))","v":0},{"$f":"IF($E$23=\"\",IF($F$23>0,\"Ny data\",IF($F$23=\"\",\"\",0)),IF($E$23=0,IF($F$23=0,0,\"Ny data\"),($F$23-$E$23)/$E$23))","v":-1},"ja"]
["Ledningsnet > Ø 1600 mm (rørbassiner og transportledninger)","meter",75,0,0,0,{"$f":"IF($D$24=\"\",IF($E$24>0,\"Ny data\",IF($E$24=\"\",\"\",0)),IF($D$24=0,IF($E$24=0,0,\"Ny data\"),($E$24-$D$24)/$D$24))","v":0},{"$f":"IF($E$24=\"\",IF($F$24>0,\"Ny data\",IF($F$24=\"\",\"\",0)),IF($E$24=0,IF($F$24=0,0,\"Ny data\"),($F$24-$E$24)/$E$24))","v":0}]
["Strømpeforing ≤ Ø 200 mm","meter",50,0,0,0,{"$f":"IF($D$25=\"\",IF($E$25>0,\"Ny data\",IF($E$25=\"\",\"\",0)),IF($D$25=0,IF($E$25=0,0,\"Ny data\"),($E$25-$D$25)/$D$25))","v":0},{"$f":"IF($E$25=\"\",IF($F$25>0,\"Ny data\",IF($F$25=\"\",\"\",0)),IF($E$25=0,IF($F$25=0,0,\"Ny data\"),($F$25-$E$25)/$E$25))","v":0}]
["Strømpeforing Ø 200 mm < Ledningsnet ≤ Ø 500 mm","meter",50,0,0,0,{"$f":"IF($D$26=\"\",IF($E$26>0,\"Ny data\",IF($E$26=\"\",\"\",0)),IF($D$26=0,IF($E$26=0,0,\"Ny data\"),($E$26-$D$26)/$D$26))","v":0},{"$f":"IF($E$26=\"\",IF($F$26>0,\"Ny data\",IF($F$26=\"\",\"\",0)),IF($E$26=0,IF($F$26=0,0,\"Ny data\"),($F$26-$E$26)/$E$26))","v":0}]
["Strømpeforing Ø 500 mm < Ledningsnet ≤ Ø 800 mm","meter",50,0,0,0,{"$f":"IF($D$27=\"\",IF($E$27>0,\"Ny data\",IF($E$27=\"\",\"\",0)),IF($D$27=0,IF($E$27=0,0,\"Ny data\"),($E$27-$D$27)/$D$27))","v":0},{"$f":"IF($E$27=\"\",IF($F$27>0,\"Ny data\",IF($F$27=\"\",\"\",0)),IF($E$27=0,IF($F$27=0,0,\"Ny data\"),($F$27-$E$27)/$E$27))","v":0}]
["Strømpeforing Ø 800 mm < Ledningsnet ≤ Ø 1000 mm","meter",50,0,0,0,{"$f":"IF($D$28=\"\",IF($E$28>0,\"Ny data\",IF($E$28=\"\",\"\",0)),IF($D$28=0,IF($E$28=0,0,\"Ny data\"),($E$28-$D$28)/$D$28))","v":0},{"$f":"IF($E$28=\"\",IF($F$28>0,\"Ny data\",IF($F$28=\"\",\"\",0)),IF($E$28=0,IF($F$28=0,0,\"Ny data\"),($F$28-$E$28)/$E$28))","v":0}]
["Strømpeforing Ø 1000 mm < Ledningsnet ≤ Ø 1200 mm","meter",50,0,0,0,{"$f":"IF($D$29=\"\",IF($E$29>0,\"Ny data\",IF($E$29=\"\",\"\",0)),IF($D$29=0,IF($E$29=0,0,\"Ny data\"),($E$29-$D$29)/$D$29))","v":0},{"$f":"IF($E$29=\"\",IF($F$29>0,\"Ny data\",IF($F$29=\"\",\"\",0)),IF($E$29=0,IF($F$29=0,0,\"Ny data\"),($F$29-$E$29)/$E$29))","v":0}]
["Strømpeforing Ø 1200 mm < Ledningsnet ≤ Ø 1600 mm","meter",50,0,0,0,{"$f":"IF($D$30=\"\",IF($E$30>0,\"Ny data\",IF($E$30=\"\",\"\",0)),IF($D$30=0,IF($E$30=0,0,\"Ny data\"),($E$30-$D$30)/$D$30))","v":0},{"$f":"IF($E$30=\"\",IF($F$30>0,\"Ny data\",IF($F$30=\"\",\"\",0)),IF($E$30=0,IF($F$30=0,0,\"Ny data\"),($F$30-$E$30)/$E$30))","v":0}]
["Ledningsnet - City",null,null,null,null,null,{"$f":"IF($D$31=\"\",IF($E$31>0,\"Ny data\",IF($E$31=\"\",\"\",0)),IF($D$31=0,IF($E$31=0,0,\"Ny data\"),($E$31-$D$31)/$D$31))","v":""},{"$f":"IF($E$31=\"\",IF($F$31>0,\"Ny data\",IF($F$31=\"\",\"\",0)),IF($E$31=0,IF($F$31=0,0,\"Ny data\"),($F$31-$E$31)/$E$31))","v":""}]
["Ledningsnet ≤ Ø 200 mm ","meter",75,0,0,0,{"$f":"IF($D$32=\"\",IF($E$32>0,\"Ny data\",IF($E$32=\"\",\"\",0)),IF($D$32=0,IF($E$32=0,0,\"Ny data\"),($E$32-$D$32)/$D$32))","v":0},{"$f":"IF($E$32=\"\",IF($F$32>0,\"Ny data\",IF($F$32=\"\",\"\",0)),IF($E$32=0,IF($F$32=0,0,\"Ny data\"),($F$32-$E$32)/$E$32))","v":0}]
["Ø 200 mm < Ledningsnet ≤ Ø 500 mm ","meter",75,0,0,0,{"$f":"IF($D$33=\"\",IF($E$33>0,\"Ny data\",IF($E$33=\"\",\"\",0)),IF($D$33=0,IF($E$33=0,0,\"Ny data\"),($E$33-$D$33)/$D$33))","v":0},{"$f":"IF($E$33=\"\",IF($F$33>0,\"Ny data\",IF($F$33=\"\",\"\",0)),IF($E$33=0,IF($F$33=0,0,\"Ny data\"),($F$33-$E$33)/$E$33))","v":0}]
["Ø 500 mm < Ledningsnet ≤ Ø 800 mm","meter",75,0,0,0,{"$f":"IF($D$34=\"\",IF($E$34>0,\"Ny data\",IF($E$34=\"\",\"\",0)),IF($D$34=0,IF($E$34=0,0,\"Ny data\"),($E$34-$D$34)/$D$34))","v":0},{"$f":"IF($E$34=\"\",IF($F$34>0,\"Ny data\",IF($F$34=\"\",\"\",0)),IF($E$34=0,IF($F$34=0,0,\"Ny data\"),($F$34-$E$34)/$E$34))","v":0}]
["Ø 800 mm < Ledningsnet ≤ Ø 1000 mm","meter",75,0,0,0,{"$f":"IF($D$35=\"\",IF($E$35>0,\"Ny data\",IF($E$35=\"\",\"\",0)),IF($D$35=0,IF($E$35=0,0,\"Ny data\"),($E$35-$D$35)/$D$35))","v":0},{"$f":"IF($E$35=\"\",IF($F$35>0,\"Ny data\",IF($F$35=\"\",\"\",0)),IF($E$35=0,IF($F$35=0,0,\"Ny data\"),($F$35-$E$35)/$E$35))","v":0}]
["Ø 1000 mm < Ledningsnet ≤ Ø 1200 mm","meter",75,0,0,0,{"$f":"IF($D$36=\"\",IF($E$36>0,\"Ny data\",IF($E$36=\"\",\"\",0)),IF($D$36=0,IF($E$36=0,0,\"Ny data\"),($E$36-$D$36)/$D$36))","v":0},{"$f":"IF($E$36=\"\",IF($F$36>0,\"Ny data\",IF($F$36=\"\",\"\",0)),IF($E$36=0,IF($F$36=0,0,\"Ny data\"),($F$36-$E$36)/$E$36))","v":0}]
["Ø 1200 mm < Ledningsnet ≤ Ø 1600 mm","meter",75,0,0,0,{"$f":"IF($D$37=\"\",IF($E$37>0,\"Ny data\",IF($E$37=\"\",\"\",0)),IF($D$37=0,IF($E$37=0,0,\"Ny data\"),($E$37-$D$37)/$D$37))","v":0},{"$f":"IF($E$37=\"\",IF($F$37>0,\"Ny data\",IF($F$37=\"\",\"\",0)),IF($E$37=0,IF($F$37=0,0,\"Ny data\"),($F$37-$E$37)/$E$37))","v":0}]
["Ledningsnet > Ø 1600 mm (rørbassiner og transportledninger)","meter",75,0,0,0,{"$f":"IF($D$38=\"\",IF($E$38>0,\"Ny data\",IF($E$38=\"\",\"\",0)),IF($D$38=0,IF($E$38=0,0,\"Ny data\"),($E$38-$D$38)/$D$38))","v":0},{"$f":"IF($E$38=\"\",IF($F$38>0,\"Ny data\",IF($F$38=\"\",\"\",0)),IF($E$38=0,IF($F$38=0,0,\"Ny data\"),($F$38-$E$38)/$E$38))","v":0}]
["Strømpeforing ≤ Ø 200 mm","meter",50,0,0,0,{"$f":"IF($D$39=\"\",IF($E$39>0,\"Ny data\",IF($E$39=\"\",\"\",0)),IF($D$39=0,IF($E$39=0,0,\"Ny data\"),($E$39-$D$39)/$D$39))","v":0},{"$f":"IF($E$39=\"\",IF($F$39>0,\"Ny data\",IF($F$39=\"\",\"\",0)),IF($E$39=0,IF($F$39=0,0,\"Ny data\"),($F$39-$E$39)/$E$39))","v":0}]
["Strømpeforing Ø 200 mm < Ledningsnet ≤ Ø 500 mm","meter",50,0,0,0,{"$f":"IF($D$40=\"\",IF($E$40>0,\"Ny data\",IF($E$40=\"\",\"\",0)),IF($D$40=0,IF($E$40=0,0,\"Ny data\"),($E$40-$D$40)/$D$40))","v":0},{"$f":"IF($E$40=\"\",IF($F$40>0,\"Ny data\",IF($F$40=\"\",\"\",0)),IF($E$40=0,IF($F$40=0,0,\"Ny data\"),($F$40-$E$40)/$E$40))","v":0}]
["Strømpeforing Ø 500 mm < Ledningsnet ≤ Ø 800 mm","meter",50,0,0,0,{"$f":"IF($D$41=\"\",IF($E$41>0,\"Ny data\",IF($E$41=\"\",\"\",0)),IF($D$41=0,IF($E$41=0,0,\"Ny data\"),($E$41-$D$41)/$D$41))","v":0},{"$f":"IF($E$41=\"\",IF($F$41>0,\"Ny data\",IF($F$41=\"\",\"\",0)),IF($E$41=0,IF($F$41=0,0,\"Ny data\"),($F$41-$E$41)/$E$41))","v":0}]
["Strømpeforing Ø 800 mm < Ledningsnet ≤ Ø 1000 mm","meter",50,0,0,0,{"$f":"IF($D$42=\"\",IF($E$42>0,\"Ny data\",IF($E$42=\"\",\"\",0)),IF($D$42=0,IF($E$42=0,0,\"Ny data\"),($E$42-$D$42)/$D$42))","v":0},{"$f":"IF($E$42=\"\",IF($F$42>0,\"Ny data\",IF($F$42=\"\",\"\",0)),IF($E$42=0,IF($F$42=0,0,\"Ny data\"),($F$42-$E$42)/$E$42))","v":0}]
["Strømpeforing Ø 1000 mm < Ledningsnet ≤ Ø 1200 mm","meter",50,0,0,0,{"$f":"IF($D$43=\"\",IF($E$43>0,\"Ny data\",IF($E$43=\"\",\"\",0)),IF($D$43=0,IF($E$43=0,0,\"Ny data\"),($E$43-$D$43)/$D$43))","v":0},{"$f":"IF($E$43=\"\",IF($F$43>0,\"Ny data\",IF($F$43=\"\",\"\",0)),IF($E$43=0,IF($F$43=0,0,\"Ny data\"),($F$43-$E$43)/$E$43))","v":0}]
["Strømpeforing Ø 1200 mm < Ledningsnet ≤ Ø 1600 mm","meter",50,0,0,0,{"$f":"IF($D$44=\"\",IF($E$44>0,\"Ny data\",IF($E$44=\"\",\"\",0)),IF($D$44=0,IF($E$44=0,0,\"Ny data\"),($E$44-$D$44)/$D$44))","v":0},{"$f":"IF($E$44=\"\",IF($F$44>0,\"Ny data\",IF($F$44=\"\",\"\",0)),IF($E$44=0,IF($F$44=0,0,\"Ny data\"),($F$44-$E$44)/$E$44))","v":0}]
["Ledningsnet - Indre city",null,null,null,null,null,{"$f":"IF($D$45=\"\",IF($E$45>0,\"Ny data\",IF($E$45=\"\",\"\",0)),IF($D$45=0,IF($E$45=0,0,\"Ny data\"),($E$45-$D$45)/$D$45))","v":""},{"$f":"IF($E$45=\"\",IF($F$45>0,\"Ny data\",IF($F$45=\"\",\"\",0)),IF($E$45=0,IF($F$45=0,0,\"Ny data\"),($F$45-$E$45)/$E$45))","v":""}]
["Ledningsnet ≤ Ø 200 mm ","meter",75,0,0,0,{"$f":"IF($D$46=\"\",IF($E$46>0,\"Ny data\",IF($E$46=\"\",\"\",0)),IF($D$46=0,IF($E$46=0,0,\"Ny data\"),($E$46-$D$46)/$D$46))","v":0},{"$f":"IF($E$46=\"\",IF($F$46>0,\"Ny data\",IF($F$46=\"\",\"\",0)),IF($E$46=0,IF($F$46=0,0,\"Ny data\"),($F$46-$E$46)/$E$46))","v":0}]
["Ø 200 mm < Ledningsnet ≤ Ø 500 mm ","meter",75,0,0,0,{"$f":"IF($D$47=\"\",IF($E$47>0,\"Ny data\",IF($E$47=\"\",\"\",0)),IF($D$47=0,IF($E$47=0,0,\"Ny data\"),($E$47-$D$47)/$D$47))","v":0},{"$f":"IF($E$47=\"\",IF($F$47>0,\"Ny data\",IF($F$47=\"\",\"\",0)),IF($E$47=0,IF($F$47=0,0,\"Ny data\"),($F$47-$E$47)/$E$47))","v":0}]
["Ø 500 mm < Ledningsnet ≤ Ø 800 mm","meter",75,0,0,0,{"$f":"IF($D$48=\"\",IF($E$48>0,\"Ny data\",IF($E$48=\"\",\"\",0)),IF($D$48=0,IF($E$48=0,0,\"Ny data\"),($E$48-$D$48)/$D$48))","v":0},{"$f":"IF($E$48=\"\",IF($F$48>0,\"Ny data\",IF($F$48=\"\",\"\",0)),IF($E$48=0,IF($F$48=0,0,\"Ny data\"),($F$48-$E$48)/$E$48))","v":0}]
["Ø 800 mm < Ledningsnet ≤ Ø 1000 mm","meter",75,0,0,0,{"$f":"IF($D$49=\"\",IF($E$49>0,\"Ny data\",IF($E$49=\"\",\"\",0)),IF($D$49=0,IF($E$49=0,0,\"Ny data\"),($E$49-$D$49)/$D$49))","v":0},{"$f":"IF($E$49=\"\",IF($F$49>0,\"Ny data\",IF($F$49=\"\",\"\",0)),IF($E$49=0,IF($F$49=0,0,\"Ny data\"),($F$49-$E$49)/$E$49))","v":0}]
["Ø 1000 mm < Ledningsnet ≤ Ø 1200 mm","meter",75,0,0,0,{"$f":"IF($D$50=\"\",IF($E$50>0,\"Ny data\",IF($E$50=\"\",\"\",0)),IF($D$50=0,IF($E$50=0,0,\"Ny data\"),($E$50-$D$50)/$D$50))","v":0},{"$f":"IF($E$50=\"\",IF($F$50>0,\"Ny data\",IF($F$50=\"\",\"\",0)),IF($E$50=0,IF($F$50=0,0,\"Ny data\"),($F$50-$E$50)/$E$50))","v":0}]
["Ø 1200 mm < Ledningsnet ≤ Ø 1600 mm","meter",75,0,0,0,{"$f":"IF($D$51=\"\",IF($E$51>0,\"Ny data\",IF($E$51=\"\",\"\",0)),IF($D$51=0,IF($E$51=0,0,\"Ny data\"),($E$51-$D$51)/$D$51))","v":0},{"$f":"IF($E$51=\"\",IF($F$51>0,\"Ny data\",IF($F$51=\"\",\"\",0)),IF($E$51=0,IF($F$51=0,0,\"Ny data\"),($F$51-$E$51)/$E$51))","v":0}]
["Ledningsnet > Ø 1600 mm (rørbassiner og transportledninger)","meter",75,0,0,0,{"$f":"IF($D$52=\"\",IF($E$52>0,\"Ny data\",IF($E$52=\"\",\"\",0)),IF($D$52=0,IF($E$52=0,0,\"Ny data\"),($E$52-$D$52)/$D$52))","v":0},{"$f":"IF($E$52=\"\",IF($F$52>0,\"Ny data\",IF($F$52=\"\",\"\",0)),IF($E$52=0,IF($F$52=0,0,\"Ny data\"),($F$52-$E$52)/$E$52))","v":0}]
["Strømpeforing ≤ Ø 200 mm","meter",50,0,0,0,{"$f":"IF($D$53=\"\",IF($E$53>0,\"Ny data\",IF($E$53=\"\",\"\",0)),IF($D$53=0,IF($E$53=0,0,\"Ny data\"),($E$53-$D$53)/$D$53))","v":0},{"$f":"IF($E$53=\"\",IF($F$53>0,\"Ny data\",IF($F$53=\"\",\"\",0)),IF($E$53=0,IF($F$53=0,0,\"Ny data\"),($F$53-$E$53)/$E$53))","v":0}]
["Strømpeforing Ø 200 mm < Ledningsnet ≤ Ø 500 mm","meter",50,0,0,0,{"$f":"IF($D$54=\"\",IF($E$54>0,\"Ny data\",IF($E$54=\"\",\"\",0)),IF($D$54=0,IF($E$54=0,0,\"Ny data\"),($E$54-$D$54)/$D$54))","v":0},{"$f":"IF($E$54=\"\",IF($F$54>0,\"Ny data\",IF($F$54=\"\",\"\",0)),IF($E$54=0,IF($F$54=0,0,\"Ny data\"),($F$54-$E$54)/$E$54))","v":0}]
["Strømpeforing Ø 500 mm < Ledningsnet ≤ Ø 800 mm","meter",50,0,0,0,{"$f":"IF($D$55=\"\",IF($E$55>0,\"Ny data\",IF($E$55=\"\",\"\",0)),IF($D$55=0,IF($E$55=0,0,\"Ny data\"),($E$55-$D$55)/$D$55))","v":0},{"$f":"IF($E$55=\"\",IF($F$55>0,\"Ny data\",IF($F$55=\"\",\"\",0)),IF($E$55=0,IF($F$55=0,0,\"Ny data\"),($F$55-$E$55)/$E$55))","v":0}]
["Strømpeforing Ø 800 mm < Ledningsnet ≤ Ø 1000 mm","meter",50,0,0,0,{"$f":"IF($D$56=\"\",IF($E$56>0,\"Ny data\",IF($E$56=\"\",\"\",0)),IF($D$56=0,IF($E$56=0,0,\"Ny data\"),($E$56-$D$56)/$D$56))","v":0},{"$f":"IF($E$56=\"\",IF($F$56>0,\"Ny data\",IF($F$56=\"\",\"\",0)),IF($E$56=0,IF($F$56=0,0,\"Ny data\"),($F$56-$E$56)/$E$56))","v":0}]
["Strømpeforing Ø 1000 mm < Ledningsnet ≤ Ø 1200 mm","meter",50,0,0,0,{"$f":"IF($D$57=\"\",IF($E$57>0,\"Ny data\",IF($E$57=\"\",\"\",0)),IF($D$57=0,IF($E$57=0,0,\"Ny data\"),($E$57-$D$57)/$D$57))","v":0},{"$f":"IF($E$57=\"\",IF($F$57>0,\"Ny data\",IF($F$57=\"\",\"\",0)),IF($E$57=0,IF($F$57=0,0,\"Ny data\"),($F$57-$E$57)/$E$57))","v":0}]
["Strømpeforing Ø 1200 mm < Ledningsnet ≤ Ø 1600 mm","meter",50,0,0,0,{"$f":"IF($D$58=\"\",IF($E$58>0,\"Ny data\",IF($E$58=\"\",\"\",0)),IF($D$58=0,IF($E$58=0,0,\"Ny data\"),($E$58-$D$58)/$D$58))","v":0},{"$f":"IF($E$58=\"\",IF($F$58>0,\"Ny data\",IF($F$58=\"\",\"\",0)),IF($E$58=0,IF($F$58=0,0,\"Ny data\"),($F$58-$E$58)/$E$58))","v":0}]
["Brønde og stik, ledningsnet - Land",null,null,null,null,null,{"$f":"IF($D$59=\"\",IF($E$59>0,\"Ny data\",IF($E$59=\"\",\"\",0)),IF($D$59=0,IF($E$59=0,0,\"Ny data\"),($E$59-$D$59)/$D$59))","v":""},{"$f":"IF($E$59=\"\",IF($F$59>0,\"Ny data\",IF($F$59=\"\",\"\",0)),IF($E$59=0,IF($F$59=0,0,\"Ny data\"),($F$59-$E$59)/$E$59))","v":""}]
["Brønde","stk.",75,1801,2600,3450,{"$f":"IF($D$60=\"\",IF($E$60>0,\"Ny data\",IF($E$60=\"\",\"\",0)),IF($D$60=0,IF($E$60=0,0,\"Ny data\"),($E$60-$D$60)/$D$60))","v":0.44364242087729039},{"$f":"IF($E$60=\"\",IF($F$60>0,\"Ny data\",IF($F$60=\"\",\"\",0)),IF($E$60=0,IF($F$60=0,0,\"Ny data\"),($F$60-$E$60)/$E$60))","v":0.32692307692307693},"Ja"]
["Stik","stk.",75,1996,2000,2013,{"$f":"IF($D$61=\"\",IF($E$61>0,\"Ny data\",IF($E$61=\"\",\"\",0)),IF($D$61=0,IF($E$61=0,0,\"Ny data\"),($E$61-$D$61)/$D$61))","v":2.004008016032064E-3},{"$f":"IF($E$61=\"\",IF($F$61>0,\"Ny data\",IF($F$61=\"\",\"\",0)),IF($E$61=0,IF($F$61=0,0,\"Ny data\"),($F$61-$E$61)/$E$61))","v":6.4999999999999997E-3}]
["Brønde og stik, ledningsnet - By",null,null,null,null,null,{"$f":"IF($D$62=\"\",IF($E$62>0,\"Ny data\",IF($E$62=\"\",\"\",0)),IF($D$62=0,IF($E$62=0,0,\"Ny data\"),($E$62-$D$62)/$D$62))","v":""},{"$f":"IF($E$62=\"\",IF($F$62>0,\"Ny data\",IF($F$62=\"\",\"\",0)),IF($E$62=0,IF($F$62=0,0,\"Ny data\"),($F$62-$E$62)/$E$62))","v":""}]
["Brønde","stk.",75,7310,7310,6649,{"$f":"IF($D$63=\"\",IF($E$63>0,\"Ny data\",IF($E$63=\"\",\"\",0)),IF($D$63=0,IF($E$63=0,0,\"Ny data\"),($E$63-$D$63)/$D$63))","v":0},{"$f":"IF($E$63=\"\",IF($F$63>0,\"Ny data\",IF($F$63=\"\",\"\",0)),IF($E$63=0,IF($F$63=0,0,\"Ny data\"),($F$63-$E$63)/$E$63))","v":-9.0424076607387147E-2}]
["Stik","stk.",75,10217,10217,11035,{"$f":"IF($D$64=\"\",IF($E$64>0,\"Ny data\",IF($E$64=\"\",\"\",0)),IF($D$64=0,IF($E$64=0,0,\"Ny data\"),($E$64-$D$64)/$D$64))","v":0},{"$f":"IF($E$64=\"\",IF($F$64>0,\"Ny data\",IF($F$64=\"\",\"\",0)),IF($E$64=0,IF($F$64=0,0,\"Ny data\"),($F$64-$E$64)/$E$64))","v":8.0062640696877754E-2}]
["Brønde og stik, ledningsnet - City",null,null,null,null,null,{"$f":"IF($D$65=\"\",IF($E$65>0,\"Ny data\",IF($E$65=\"\",\"\",0)),IF($D$65=0,IF($E$65=0,0,\"Ny data\"),($E$65-$D$65)/$D$65))","v":""},{"$f":"IF($E$65=\"\",IF($F$65>0,\"Ny data\",IF($F$65=\"\",\"\",0)),IF($E$65=0,IF($F$65=0,0,\"Ny data\"),($F$65-$E$65)/$E$65))","v":""}]
["Brønde","stk.",75,0,0,0,{"$f":"IF($D$66=\"\",IF($E$66>0,\"Ny data\",IF($E$66=\"\",\"\",0)),IF($D$66=0,IF($E$66=0,0,\"Ny data\"),($E$66-$D$66)/$D$66))","v":0},{"$f":"IF($E$66=\"\",IF($F$66>0,\"Ny data\",IF($F$66=\"\",\"\",0)),IF($E$66=0,IF($F$66=0,0,\"Ny data\"),($F$66-$E$66)/$E$66))","v":0}]
["Stik","stk.",75,0,0,0,{"$f":"IF($D$67=\"\",IF($E$67>0,\"Ny data\",IF($E$67=\"\",\"\",0)),IF($D$67=0,IF($E$67=0,0,\"Ny data\"),($E$67-$D$67)/$D$67))","v":0},{"$f":"IF($E$67=\"\",IF($F$67>0,\"Ny data\",IF($F$67=\"\",\"\",0)),IF($E$67=0,IF($F$67=0,0,\"Ny data\"),($F$67-$E$67)/$E$67))","v":0}]
["Brønde og stik, ledningsnet - Indre city",null,null,null,null,null,{"$f":"IF($D$68=\"\",IF($E$68>0,\"Ny data\",IF($E$68=\"\",\"\",0)),IF($D$68=0,IF($E$68=0,0,\"Ny data\"),($E$68-$D$68)/$D$68))","v":""},{"$f":"IF($E$68=\"\",IF($F$68>0,\"Ny data\",IF($F$68=\"\",\"\",0)),IF($E$68=0,IF($F$68=0,0,\"Ny data\"),($F$68-$E$68)/$E$68))","v":""}]
["Brønde","stk.",75,0,0,0,{"$f":"IF($D$69=\"\",IF($E$69>0,\"Ny data\",IF($E$69=\"\",\"\",0)),IF($D$69=0,IF($E$69=0,0,\"Ny data\"),($E$69-$D$69)/$D$69))","v":0},{"$f":"IF($E$69=\"\",IF($F$69>0,\"Ny data\",IF($F$69=\"\",\"\",0)),IF($E$69=0,IF($F$69=0,0,\"Ny data\"),($F$69-$E$69)/$E$69))","v":0}]
["Stik","stk.",75,0,0,0,{"$f":"IF($D$70=\"\",IF($E$70>0,\"Ny data\",IF($E$70=\"\",\"\",0)),IF($D$70=0,IF($E$70=0,0,\"Ny data\"),($E$70-$D$70)/$D$70))","v":0},{"$f":"IF($E$70=\"\",IF($F$70>0,\"Ny data\",IF($F$70=\"\",\"\",0)),IF($E$70=0,IF($F$70=0,0,\"Ny data\"),($F$70-$E$70)/$E$70))","v":0}]
["Små pumpestationer inkl. SRO-anlæg - Land",null,null,null,null,null,{"$f":"IF($D$71=\"\",IF($E$71>0,\"Ny data\",IF($E$71=\"\",\"\",0)),IF($D$71=0,IF($E$71=0,0,\"Ny data\"),($E$71-$D$71)/$D$71))","v":""},{"$f":"IF($E$71=\"\",IF($F$71>0,\"Ny data\",IF($F$71=\"\",\"\",0)),IF($E$71=0,IF($F$71=0,0,\"Ny data\"),($F$71-$E$71)/$E$71))","v":""}]
["Tryksatte minipumpestationer (husstandssystemer)","stk.",30,118,116,116,{"$f":"IF($D$72=\"\",IF($E$72>0,\"Ny data\",IF($E$72=\"\",\"\",0)),IF($D$72=0,IF($E$72=0,0,\"Ny data\"),($E$72-$D$72)/$D$72))","v":-1.6949152542372881E-2},{"$f":"IF($E$72=\"\",IF($F$72>0,\"Ny data\",IF($F$72=\"\",\"\",0)),IF($E$72=0,IF($F$72=0,0,\"Ny data\"),($F$72-$E$72)/$E$72))","v":0}]
["Pumpestationer i brønde (< 6,25 m2), Konstruktioner","stk.",50,49,55,66,{"$f":"IF($D$73=\"\",IF($E$73>0,\"Ny data\",IF($E$73=\"\",\"\",0)),IF($D$73=0,IF($E$73=0,0,\"Ny data\"),($E$73-$D$73)/$D$73))","v":0.12244897959183673},{"$f":"IF($E$73=\"\",IF($F$73>0,\"Ny data\",IF($F$73=\"\",\"\",0)),IF($E$73=0,IF($F$73=0,0,\"Ny data\"),($F$73-$E$73)/$E$73))","v":0.2}]
["Pumpestationer i brønde (< 6,25 m2), Mek/EL","stk.",20,49,55,66,{"$f":"IF($D$74=\"\",IF($E$74>0,\"Ny data\",IF($E$74=\"\",\"\",0)),IF($D$74=0,IF($E$74=0,0,\"Ny data\"),($E$74-$D$74)/$D$74))","v":0.12244897959183673},{"$f":"IF($E$74=\"\",IF($F$74>0,\"Ny data\",IF($F$74=\"\",\"\",0)),IF($E$74=0,IF($F$74=0,0,\"Ny data\"),($F$74-$E$74)/$E$74))","v":0.2}]
["Pumpestationer i brønde (< 6,25 m2), SRO","stk.",10,49,55,66,{"$f":"IF($D$75=\"\",IF($E$75>0,\"Ny data\",IF($E$75=\"\",\"\",0)),IF($D$75=0,IF($E$75=0,0,\"Ny data\"),($E$75-$D$75)/$D$75))","v":0.12244897959183673},{"$f":"IF($E$75=\"\",IF($F$75>0,\"Ny data\",IF($F$75=\"\",\"\",0)),IF($E$75=0,IF($F$75=0,0,\"Ny data\"),($F$75-$E$75)/$E$75))","v":0.2}]
["Pumpestationer m. overbygning (< 20 m2), Konstruktioner","stk.",50,5,5,5,{"$f":"IF($D$76=\"\",IF($E$76>0,\"Ny data\",IF($E$76=\"\",\"\",0)),IF($D$76=0,IF($E$76=0,0,\"Ny data\"),($E$76-$D$76)/$D$76))","v":0},{"$f":"IF($E$76=\"\",IF($F$76>0,\"Ny data\",IF($F$76=\"\",\"\",0)),IF($E$76=0,IF($F$76=0,0,\"Ny data\"),($F$76-$E$76)/$E$76))","v":0}]
["Pumpestationer m. overbygning (< 20 m2), Mek/EL","stk.",20,5,5,5,{"$f":"IF($D$77=\"\",IF($E$77>0,\"Ny data\",IF($E$77=\"\",\"\",0)),IF($D$77=0,IF($E$77=0,0,\"Ny data\"),($E$77-$D$77)/$D$77))","v":0},{"$f":"IF($E$77=\"\",IF($F$77>0,\"Ny data\",IF($F$77=\"\",\"\",0)),IF($E$77=0,IF($F$77=0,0,\"Ny data\"),($F$77-$E$77)/$E$77))","v":0}]
["Pumpestationer m. overbygning (< 20 m2), SRO","stk.",10,5,5,5,{"$f":"IF($D$78=\"\",IF($E$78>0,\"Ny data\",IF($E$78=\"\",\"\",0)),IF($D$78=0,IF($E$78=0,0,\"Ny data\"),($E$78-$D$78)/$D$78))","v":0},{"$f":"IF($E$78=\"\",IF($F$78>0,\"Ny data\",IF($F$78=\"\",\"\",0)),IF($E$78=0,IF($F$78=0,0,\"Ny data\"),($F$78-$E$78)/$E$78))","v":0}]
["Pumpestationer i underjordiske bygværker (<50 m2), Konstruktioner","stk.",50,2,2,2,{"$f":"IF($D$79=\"\",IF($E$79>0,\"Ny data\",IF($E$79=\"\",\"\",0)),IF($D$79=0,IF($E$79=0,0,\"Ny data\"),($E$79-$D$79)/$D$79))","v":0},{"$f":"IF($E$79=\"\",IF($F$79>0,\"Ny data\",IF($F$79=\"\",\"\",0)),IF($E$79=0,IF($F$79=0,0,\"Ny data\"),($F$79-$E$79)/$E$79))","v":0}]
["Pumpestationer i underjordiske bygværker (<50 m2), Mek/El","stk.",20,2,2,2,{"$f":"IF($D$80=\"\",IF($E$80>0,\"Ny data\",IF($E$80=\"\",\"\",0)),IF($D$80=0,IF($E$80=0,0,\"Ny data\"),($E$80-$D$80)/$D$80))","v":0},{"$f":"IF($E$80=\"\",IF($F$80>0,\"Ny data\",IF($F$80=\"\",\"\",0)),IF($E$80=0,IF($F$80=0,0,\"Ny data\"),($F$80-$E$80)/$E$80))","v":0}]
["Pumpestationer i underjordiske bygværker (<50 m2), SRO","stk.",10,2,2,2,{"$f":"IF($D$81=\"\",IF($E$81>0,\"Ny data\",IF($E$81=\"\",\"\",0)),IF($D$81=0,IF($E$81=0,0,\"Ny data\"),($E$81-$D$81)/$D$81))","v":0},{"$f":"IF($E$81=\"\",IF($F$81>0,\"Ny data\",IF($F$81=\"\",\"\",0)),IF($E$81=0,IF($F$81=0,0,\"Ny data\"),($F$81-$E$81)/$E$81))","v":0}]
["Små pumpestationer inkl. SRO-anlæg - By",null,null,null,null,null,{"$f":"IF($D$82=\"\",IF($E$82>0,\"Ny data\",IF($E$82=\"\",\"\",0)),IF($D$82=0,IF($E$82=0,0,\"Ny data\"),($E$82-$D$82)/$D$82))","v":""},{"$f":"IF($E$82=\"\",IF($F$82>0,\"Ny data\",IF($F$82=\"\",\"\",0)),IF($E$82=0,IF($F$82=0,0,\"Ny data\"),($F$82-$E$82)/$E$82))","v":""}]
["Tryksatte minipumpestationer (husstandssystemer)","stk.",30,6,0,0,{"$f":"IF($D$83=\"\",IF($E$83>0,\"Ny data\",IF($E$83=\"\",\"\",0)),IF($D$83=0,IF($E$83=0,0,\"Ny data\"),($E$83-$D$83)/$D$83))","v":-1},{"$f":"IF($E$83=\"\",IF($F$83>0,\"Ny data\",IF($F$83=\"\",\"\",0)),IF($E$83=0,IF($F$83=0,0,\"Ny data\"),($F$83-$E$83)/$E$83))","v":0},"nedlagt"]
["Pumpestationer i brønde (< 6,25 m2), Konstruktioner","stk.",50,43,47,50,{"$f":"IF($D$84=\"\",IF($E$84>0,\"Ny data\",IF($E$84=\"\",\"\",0)),IF($D$84=0,IF($E$84=0,0,\"Ny data\"),($E$84-$D$84)/$D$84))","v":9.3023255813953487E-2},{"$f":"IF($E$84=\"\",IF($F$84>0,\"Ny data\",IF($F$84=\"\",\"\",0)),IF($E$84=0,IF($F$84=0,0,\"Ny data\"),($F$84-$E$84)/$E$84))","v":6.3829787234042548E-2}]
["Pumpestationer i brønde (< 6,25 m2), Mek/EL","stk.",20,43,47,50,{"$f":"IF($D$85=\"\",IF($E$85>0,\"Ny data\",IF($E$85=\"\",\"\",0)),IF($D$85=0,IF($E$85=0,0,\"Ny data\"),($E$85-$D$85)/$D$85))","v":9.3023255813953487E-2},{"$f":"IF($E$85=\"\",IF($F$85>0,\"Ny data\",IF($F$85=\"\",\"\",0)),IF($E$85=0,IF($F$85=0,0,\"Ny data\"),($F$85-$E$85)/$E$85))","v":6.3829787234042548E-2}]
["Pumpestationer i brønde (< 6,25 m2), SRO","stk.",10,43,47,50,{"$f":"IF($D$86=\"\",IF($E$86>0,\"Ny data\",IF($E$86=\"\",\"\",0)),IF($D$86=0,IF($E$86=0,0,\"Ny data\"),($E$86-$D$86)/$D$86))","v":9.3023255813953487E-2},{"$f":"IF($E$86=\"\",IF($F$86>0,\"Ny data\",IF($F$86=\"\",\"\",0)),IF($E$86=0,IF($F$86=0,0,\"Ny data\"),($F$86-$E$86)/$E$86))","v":6.3829787234042548E-2}]
["Pumpestationer m. overbygning (< 20 m2), Konstruktioner","stk.",50,7,7,7,{"$f":"IF($D$87=\"\",IF($E$87>0,\"Ny data\",IF($E$87=\"\",\"\",0)),IF($D$87=0,IF($E$87=0,0,\"Ny data\"),($E$87-$D$87)/$D$87))","v":0},{"$f":"IF($E$87=\"\",IF($F$87>0,\"Ny data\",IF($F$87=\"\",\"\",0)),IF($E$87=0,IF($F$87=0,0,\"Ny data\"),($F$87-$E$87)/$E$87))","v":0}]
["Pumpestationer m. overbygning (< 20 m2), Mek/EL","stk.",20,7,7,7,{"$f":"IF($D$88=\"\",IF($E$88>0,\"Ny data\",IF($E$88=\"\",\"\",0)),IF($D$88=0,IF($E$88=0,0,\"Ny data\"),($E$88-$D$88)/$D$88))","v":0},{"$f":"IF($E$88=\"\",IF($F$88>0,\"Ny data\",IF($F$88=\"\",\"\",0)),IF($E$88=0,IF($F$88=0,0,\"Ny data\"),($F$88-$E$88)/$E$88))","v":0}]
["Pumpestationer m. overbygning (< 20 m2), SRO","stk.",10,7,7,7,{"$f":"IF($D$89=\"\",IF($E$89>0,\"Ny data\",IF($E$89=\"\",\"\",0)),IF($D$89=0,IF($E$89=0,0,\"Ny data\"),($E$89-$D$89)/$D$89))","v":0},{"$f":"IF($E$89=\"\",IF($F$89>0,\"Ny data\",IF($F$89=\"\",\"\",0)),IF($E$89=0,IF($F$89=0,0,\"Ny data\"),($F$89-$E$89)/$E$89))","v":0}]
["Pumpestationer i underjordiske bygværker (<50 m2), Konstruktioner","stk.",50,10,10,10,{"$f":"IF($D$90=\"\",IF($E$90>0,\"Ny data\",IF($E$90=\"\",\"\",0)),IF($D$90=0,IF($E$90=0,0,\"Ny data\"),($E$90-$D$90)/$D$90))","v":0},{"$f":"IF($E$90=\"\",IF($F$90>0,\"Ny data\",IF($F$90=\"\",\"\",0)),IF($E$90=0,IF($F$90=0,0,\"Ny data\"),($F$90-$E$90)/$E$90))","v":0}]
["Pumpestationer i underjordiske bygværker (<50 m2), Mek/El","stk.",20,10,10,10,{"$f":"IF($D$91=\"\",IF($E$91>0,\"Ny data\",IF($E$91=\"\",\"\",0)),IF($D$91=0,IF($E$91=0,0,\"Ny data\"),($E$91-$D$91)/$D$91))","v":0},{"$f":"IF($E$91=\"\",IF($F$91>0,\"Ny data\",IF($F$91=\"\",\"\",0)),IF($E$91=0,IF($F$91=0,0,\"Ny data\"),($F$91-$E$91)/$E$91))","v":0}]
["Pumpestationer i underjordiske bygværker (<50 m2), SRO","stk.",10,10,10,10,{"$f":"IF($D$92=\"\",IF($E$92>0,\"Ny data\",IF($E$92=\"\",\"\",0)),IF($D$92=0,IF($E$92=0,0,\"Ny data\"),($E$92-$D$92)/$D$92))","v":0},{"$f":"IF($E$92=\"\",IF($F$92>0,\"Ny data\",IF($F$92=\"\",\"\",0)),IF($E$92=0,IF($F$92=0,0,\"Ny data\"),($F$92-$E$92)/$E$92))","v":0}]
["Små pumpestationer inkl. SRO-anlæg - City",null,null,null,null,null,{"$f":"IF($D$93=\"\",IF($E$93>0,\"Ny data\",IF($E$93=\"\",\"\",0)),IF($D$93=0,IF($E$93=0,0,\"Ny data\"),($E$93-$D$93)/$D$93))","v":""},{"$f":"IF($E$93=\"\",IF($F$93>0,\"Ny data\",IF($F$93=\"\",\"\",0)),IF($E$93=0,IF($F$93=0,0,\"Ny data\"),($F$93-$E$93)/$E$93))","v":""}]
["Tryksatte minipumpestationer (husstandssystemer)","stk.",30,0,0,0,{"$f":"IF($D$94=\"\",IF($E$94>0,\"Ny data\",IF($E$94=\"\",\"\",0)),IF($D$94=0,IF($E$94=0,0,\"Ny data\"),($E$94-$D$94)/$D$94))","v":0},{"$f":"IF($E$94=\"\",IF($F$94>0,\"Ny data\",IF($F$94=\"\",\"\",0)),IF($E$94=0,IF($F$94=0,0,\"Ny data\"),($F$94-$E$94)/$E$94))","v":0}]
["Pumpestationer i brønde (< 6,25 m2), Konstruktioner","stk.",50,0,0,0,{"$f":"IF($D$95=\"\",IF($E$95>0,\"Ny data\",IF($E$95=\"\",\"\",0)),IF($D$95=0,IF($E$95=0,0,\"Ny data\"),($E$95-$D$95)/$D$95))","v":0},{"$f":"IF($E$95=\"\",IF($F$95>0,\"Ny data\",IF($F$95=\"\",\"\",0)),IF($E$95=0,IF($F$95=0,0,\"Ny data\"),($F$95-$E$95)/$E$95))","v":0}]
["Pumpestationer i brønde (< 6,25 m2), Mek/EL","stk.",20,0,0,0,{"$f":"IF($D$96=\"\",IF($E$96>0,\"Ny data\",IF($E$96=\"\",\"\",0)),IF($D$96=0,IF($E$96=0,0,\"Ny data\"),($E$96-$D$96)/$D$96))","v":0},{"$f":"IF($E$96=\"\",IF($F$96>0,\"Ny data\",IF($F$96=\"\",\"\",0)),IF($E$96=0,IF($F$96=0,0,\"Ny data\"),($F$96-$E$96)/$E$96))","v":0}]
["Pumpestationer i brønde (< 6,25 m2), SRO","stk.",10,0,0,0,{"$f":"IF($D$97=\"\",IF($E$97>0,\"Ny data\",IF($E$97=\"\",\"\",0)),IF($D$97=0,IF($E$97=0,0,\"Ny data\"),($E$97-$D$97)/$D$97))","v":0},{"$f":"IF($E$97=\"\",IF($F$97>0,\"Ny data\",IF($F$97=\"\",\"\",0)),IF($E$97=0,IF($F$97=0,0,\"Ny data\"),($F$97-$E$97)/$E$97))","v":0}]
["Pumpestationer m. overbygning (< 20 m2), Konstruktioner","stk.",50,0,0,0,{"$f":"IF($D$98=\"\",IF($E$98>0,\"Ny data\",IF($E$98=\"\",\"\",0)),IF($D$98=0,IF($E$98=0,0,\"Ny data\"),($E$98-$D$98)/$D$98))","v":0},{"$f":"IF($E$98=\"\",IF($F$98>0,\"Ny data\",IF($F$98=\"\",\"\",0)),IF($E$98=0,IF($F$98=0,0,\"Ny data\"),($F$98-$E$98)/$E$98))","v":0}]
["Pumpestationer m. overbygning (< 20 m2), Mek/EL","stk.",20,0,0,0,{"$f":"IF($D$99=\"\",IF($E$99>0,\"Ny data\",IF($E$99=\"\",\"\",0)),IF($D$99=0,IF($E$99=0,0,\"Ny data\"),($E$99-$D$99)/$D$99))","v":0},{"$f":"IF($E$99=\"\",IF($F$99>0,\"Ny data\",IF($F$99=\"\",\"\",0)),IF($E$99=0,IF($F$99=0,0,\"Ny data\"),($F$99-$E$99)/$E$99))","v":0}]
["Pumpestationer m. overbygning (< 20 m2), SRO","stk.",10,0,0,0,{"$f":"IF($D$100=\"\",IF($E$100>0,\"Ny data\",IF($E$100=\"\",\"\",0)),IF($D$100=0,IF($E$100=0,0,\"Ny data\"),($E$100-$D$100)/$D$100))","v":0},{"$f":"IF($E$100=\"\",IF($F$100>0,\"Ny data\",IF($F$100=\"\",\"\",0)),IF($E$100=0,IF($F$100=0,0,\"Ny data\"),($F$100-$E$100)/$E$100))","v":0}]
["Pumpestationer i underjordiske bygværker (<50 m2), Konstruktioner","stk.",50,0,0,0,{"$f":"IF($D$101=\"\",IF($E$101>0,\"Ny data\",IF($E$101=\"\",\"\",0)),IF($D$101=0,IF($E$101=0,0,\"Ny data\"),($E$101-$D$101)/$D$101))","v":0},{"$f":"IF($E$101=\"\",IF($F$101>0,\"Ny data\",IF($F$101=\"\",\"\",0)),IF($E$101=0,IF($F$101=0,0,\"Ny data\"),($F$101-$E$101)/$E$101))","v":0}]
["Pumpestationer i underjordiske bygværker (<50 m2), Mek/El","stk.",20,0,0,0,{"$f":"IF($D$102=\"\",IF($E$102>0,\"Ny data\",IF($E$102=\"\",\"\",0)),IF($D$102=0,IF($E$102=0,0,\"Ny data\"),($E$102-$D$102)/$D$102))","v":0},{"$f":"IF($E$102=\"\",IF($F$102>0,\"Ny data\",IF($F$102=\"\",\"\",0)),IF($E$102=0,IF($F$102=0,0,\"Ny data\"),($F$102-$E$102)/$E$102))","v":0}]
["Pumpestationer i underjordiske bygværker (<50 m2), SRO","stk.",10,0,0,0,{"$f":"IF($D$103=\"\",IF($E$103>0,\"Ny data\",IF($E$103=\"\",\"\",0)),IF($D$103=0,IF($E$103=0,0,\"Ny data\"),($E$103-$D$103)/$D$103))","v":0},{"$f":"IF($E$103=\"\",IF($F$103>0,\"Ny data\",IF($F$103=\"\",\"\",0)),IF($E$103=0,IF($F$103=0,0,\"Ny data\"),($F$103-$E$103)/$E$103))","v":0}]
["Små pumpestationer inkl. SRO-anlæg - Indre city",null,null,null,null,null,{"$f":"IF($D$104=\"\",IF($E$104>0,\"Ny data\",IF($E$104=\"\",\"\",0)),IF($D$104=0,IF($E$104=0,0,\"Ny data\"),($E$104-$D$104)/$D$104))","v":""},{"$f":"IF($E$104=\"\",IF($F$104>0,\"Ny data\",IF($F$104=\"\",\"\",0)),IF($E$104=0,IF($F$104=0,0,\"Ny data\"),($F$104-$E$104)/$E$104))","v":""}]
["Tryksatte minipumpestationer (husstandssystemer)","stk.",30,0,0,0,{"$f":"IF($D$105=\"\",IF($E$105>0,\"Ny data\",IF($E$105=\"\",\"\",0)),IF($D$105=0,IF($E$105=0,0,\"Ny data\"),($E$105-$D$105)/$D$105))","v":0},{"$f":"IF($E$105=\"\",IF($F$105>0,\"Ny data\",IF($F$105=\"\",\"\",0)),IF($E$105=0,IF($F$105=0,0,\"Ny data\"),($F$105-$E$105)/$E$105))","v":0}]
["Pumpestationer i brønde (< 6,25 m2), Konstruktioner","stk.",50,0,0,0,{"$f":"IF($D$106=\"\",IF($E$106>0,\"Ny data\",IF($E$106=\"\",\"\",0)),IF($D$106=0,IF($E$106=0,0,\"Ny data\"),($E$106-$D$106)/$D$106))","v":0},{"$f":"IF($E$106=\"\",IF($F$106>0,\"Ny data\",IF($F$106=\"\",\"\",0)),IF($E$106=0,IF($F$106=0,0,\"Ny data\"),($F$106-$E$106)/$E$106))","v":0}]
["Pumpestationer i brønde (< 6,25 m2), Mek/EL","stk.",20,0,0,0,{"$f":"IF($D$107=\"\",IF($E$107>0,\"Ny data\",IF($E$107=\"\",\"\",0)),IF($D$107=0,IF($E$107=0,0,\"Ny data\"),($E$107-$D$107)/$D$107))","v":0},{"$f":"IF($E$107=\"\",IF($F$107>0,\"Ny data\",IF($F$107=\"\",\"\",0)),IF($E$107=0,IF($F$107=0,0,\"Ny data\"),($F$107-$E$107)/$E$107))","v":0}]
["Pumpestationer i brønde (< 6,25 m2), SRO","stk.",10,0,0,0,{"$f":"IF($D$108=\"\",IF($E$108>0,\"Ny data\",IF($E$108=\"\",\"\",0)),IF($D$108=0,IF($E$108=0,0,\"Ny data\"),($E$108-$D$108)/$D$108))","v":0},{"$f":"IF($E$108=\"\",IF($F$108>0,\"Ny data\",IF($F$108=\"\",\"\",0)),IF($E$108=0,IF($F$108=0,0,\"Ny data\"),($F$108-$E$108)/$E$108))","v":0}]
["Pumpestationer m. overbygning (< 20 m2), Konstruktioner","stk.",50,0,0,0,{"$f":"IF($D$109=\"\",IF($E$109>0,\"Ny data\",IF($E$109=\"\",\"\",0)),IF($D$109=0,IF($E$109=0,0,\"Ny data\"),($E$109-$D$109)/$D$109))","v":0},{"$f":"IF($E$109=\"\",IF($F$109>0,\"Ny data\",IF($F$109=\"\",\"\",0)),IF($E$109=0,IF($F$109=0,0,\"Ny data\"),($F$109-$E$109)/$E$109))","v":0}]
["Pumpestationer m. overbygning (< 20 m2), Mek/EL","stk.",20,0,0,0,{"$f":"IF($D$110=\"\",IF($E$110>0,\"Ny data\",IF($E$110=\"\",\"\",0)),IF($D$110=0,IF($E$110=0,0,\"Ny data\"),($E$110-$D$110)/$D$110))","v":0},{"$f":"IF($E$110=\"\",IF($F$110>0,\"Ny data\",IF($F$110=\"\",\"\",0)),IF($E$110=0,IF($F$110=0,0,\"Ny data\"),($F$110-$E$110)/$E$110))","v":0}]
["Pumpestationer m. overbygning (< 20 m2), SRO","stk.",10,0,0,0,{"$f":"IF($D$111=\"\",IF($E$111>0,\"Ny data\",IF($E$111=\"\",\"\",0)),IF($D$111=0,IF($E$111=0,0,\"Ny data\"),($E$111-$D$111)/$D$111))","v":0},{"$f":"IF($E$111=\"\",IF($F$111>0,\"Ny data\",IF($F$111=\"\",\"\",0)),IF($E$111=0,IF($F$111=0,0,\"Ny data\"),($F$111-$E$111)/$E$111))","v":0}]
["Pumpestationer i underjordiske bygværker (<50 m2), Konstruktioner","stk.",50,0,0,0,{"$f":"IF($D$112=\"\",IF($E$112>0,\"Ny data\",IF($E$112=\"\",\"\",0)),IF($D$112=0,IF($E$112=0,0,\"Ny data\"),($E$112-$D$112)/$D$112))","v":0},{"$f":"IF($E$112=\"\",IF($F$112>0,\"Ny data\",IF($F$112=\"\",\"\",0)),IF($E$112=0,IF($F$112=0,0,\"Ny data\"),($F$112-$E$112)/$E$112))","v":0}]
["Pumpestationer i underjordiske bygværker (<50 m2), Mek/El","stk.",20,0,0,0,{"$f":"IF($D$113=\"\",IF($E$113>0,\"Ny data\",IF($E$113=\"\",\"\",0)),IF($D$113=0,IF($E$113=0,0,\"Ny data\"),($E$113-$D$113)/$D$113))","v":0},{"$f":"IF($E$113=\"\",IF($F$113>0,\"Ny data\",IF($F$113=\"\",\"\",0)),IF($E$113=0,IF($F$113=0,0,\"Ny data\"),($F$113-$E$113)/$E$113))","v":0}]
["Pumpestationer i underjordiske bygværker (<50 m2), SRO","stk.",10,0,0,0,{"$f":"IF($D$114=\"\",IF($E$114>0,\"Ny data\",IF($E$114=\"\",\"\",0)),IF($D$114=0,IF($E$114=0,0,\"Ny data\"),($E$114-$D$114)/$D$114))","v":0},{"$f":"IF($E$114=\"\",IF($F$114>0,\"Ny data\",IF($F$114=\"\",\"\",0)),IF($E$114=0,IF($F$114=0,0,\"Ny data\"),($F$114-$E$114)/$E$114))","v":0}]
["Store pumpestationer: inkl. SRO-anlæg - Land",null,null,null,null,null,{"$f":"IF($D$115=\"\",IF($E$115>0,\"Ny data\",IF($E$115=\"\",\"\",0)),IF($D$115=0,IF($E$115=0,0,\"Ny data\"),($E$115-$D$115)/$D$115))","v":""},{"$f":"IF($E$115=\"\",IF($F$115>0,\"Ny data\",IF($F$115=\"\",\"\",0)),IF($E$115=0,IF($F$115=0,0,\"Ny data\"),($F$115-$E$115)/$E$115))","v":""}]
["Kælder","m2",75,25,25,25,{"$f":"IF($D$116=\"\",IF($E$116>0,\"Ny data\",IF($E$116=\"\",\"\",0)),IF($D$116=0,IF($E$116=0,0,\"Ny data\"),($E$116-$D$116)/$D$116))","v":0},{"$f":"IF($E$116=\"\",IF($F$116>0,\"Ny data\",IF($F$116=\"\",\"\",0)),IF($E$116=0,IF($F$116=0,0,\"Ny data\"),($F$116-$E$116)/$E$116))","v":0}]
["Pumpeinstallation Miljøklasse A (100-300 l/s) - Mek/EL","stk.",20,1,1,1,{"$f":"IF($D$117=\"\",IF($E$117>0,\"Ny data\",IF($E$117=\"\",\"\",0)),IF($D$117=0,IF($E$117=0,0,\"Ny data\"),($E$117-$D$117)/$D$117))","v":0},{"$f":"IF($E$117=\"\",IF($F$117>0,\"Ny data\",IF($F$117=\"\",\"\",0)),IF($E$117=0,IF($F$117=0,0,\"Ny data\"),($F$117-$E$117)/$E$117))","v":0}]
["Pumpeinstallation Miljøklasse A (100-300 l/s) - SRO","stk.",10,1,1,1,{"$f":"IF($D$118=\"\",IF($E$118>0,\"Ny data\",IF($E$118=\"\",\"\",0)),IF($D$118=0,IF($E$118=0,0,\"Ny data\"),($E$118-$D$118)/$D$118))","v":0},{"$f":"IF($E$118=\"\",IF($F$118>0,\"Ny data\",IF($F$118=\"\",\"\",0)),IF($E$118=0,IF($F$118=0,0,\"Ny data\"),($F$118-$E$118)/$E$118))","v":0}]
["Pumpeinstallation Miljøklasse A (300-600 l/s) - Mek/EL","stk.",20,0,0,0,{"$f":"IF($D$119=\"\",IF($E$119>0,\"Ny data\",IF($E$119=\"\",\"\",0)),IF($D$119=0,IF($E$119=0,0,\"Ny data\"),($E$119-$D$119)/$D$119))","v":0},{"$f":"IF($E$119=\"\",IF($F$119>0,\"Ny data\",IF($F$119=\"\",\"\",0)),IF($E$119=0,IF($F$119=0,0,\"Ny data\"),($F$119-$E$119)/$E$119))","v":0}]
["Pumpeinstallation Miljøklasse A (300-600 l/s) - SRO","stk.",10,0,0,0,{"$f":"IF($D$120=\"\",IF($E$120>0,\"Ny data\",IF($E$120=\"\",\"\",0)),IF($D$120=0,IF($E$120=0,0,\"Ny data\"),($E$120-$D$120)/$D$120))","v":0},{"$f":"IF($E$120=\"\",IF($F$120>0,\"Ny data\",IF($F$120=\"\",\"\",0)),IF($E$120=0,IF($F$120=0,0,\"Ny data\"),($F$120-$E$120)/$E$120))","v":0}]
["Pumpeinstallation Miljøklasse A (600-1.000 l/s) - Mek/EL","stk.",20,0,0,0,{"$f":"IF($D$121=\"\",IF($E$121>0,\"Ny data\",IF($E$121=\"\",\"\",0)),IF($D$121=0,IF($E$121=0,0,\"Ny data\"),($E$121-$D$121)/$D$121))","v":0},{"$f":"IF($E$121=\"\",IF($F$121>0,\"Ny data\",IF($F$121=\"\",\"\",0)),IF($E$121=0,IF($F$121=0,0,\"Ny data\"),($F$121-$E$121)/$E$121))","v":0}]
["Pumpeinstallation Miljøklasse A (600-1.000 l/s) - SRO","stk.",10,0,0,0,{"$f":"IF($D$122=\"\",IF($E$122>0,\"Ny data\",IF($E$122=\"\",\"\",0)),IF($D$122=0,IF($E$122=0,0,\"Ny data\"),($E$122-$D$122)/$D$122))","v":0},{"$f":"IF($E$122=\"\",IF($F$122>0,\"Ny data\",IF($F$122=\"\",\"\",0)),IF($E$122=0,IF($F$122=0,0,\"Ny data\"),($F$122-$E$122)/$E$122))","v":0}]
["Pumpeinstallation Miljøklasse A (1.000-1.500 l/s) - Mek/EL","stk.",20,0,0,0,{"$f":"IF($D$123=\"\",IF($E$123>0,\"Ny data\",IF($E$123=\"\",\"\",0)),IF($D$123=0,IF($E$123=0,0,\"Ny data\"),($E$123-$D$123)/$D$123))","v":0},{"$f":"IF($E$123=\"\",IF($F$123>0,\"Ny data\",IF($F$123=\"\",\"\",0)),IF($E$123=0,IF($F$123=0,0,\"Ny data\"),($F$123-$E$123)/$E$123))","v":0}]
["Pumpeinstallation Miljøklasse A (1.000-1.500 l/s) - SRO","stk.",10,0,0,0,{"$f":"IF($D$124=\"\",IF($E$124>0,\"Ny data\",IF($E$124=\"\",\"\",0)),IF($D$124=0,IF($E$124=0,0,\"Ny data\"),($E$124-$D$124)/$D$124))","v":0},{"$f":"IF($E$124=\"\",IF($F$124>0,\"Ny data\",IF($F$124=\"\",\"\",0)),IF($E$124=0,IF($F$124=0,0,\"Ny data\"),($F$124-$E$124)/$E$124))","v":0}]
["Pumpeinstallation Miljøklasse B (100-300 l/s) - Mek/EL","stk.",20,0,0,0,{"$f":"IF($D$125=\"\",IF($E$125>0,\"Ny data\",IF($E$125=\"\",\"\",0)),IF($D$125=0,IF($E$125=0,0,\"Ny data\"),($E$125-$D$125)/$D$125))","v":0},{"$f":"IF($E$125=\"\",IF($F$125>0,\"Ny data\",IF($F$125=\"\",\"\",0)),IF($E$125=0,IF($F$125=0,0,\"Ny data\"),($F$125-$E$125)/$E$125))","v":0}]
["Pumpeinstallation Miljøklasse B (100-300 l/s) - SRO","stk.",10,0,0,0,{"$f":"IF($D$126=\"\",IF($E$126>0,\"Ny data\",IF($E$126=\"\",\"\",0)),IF($D$126=0,IF($E$126=0,0,\"Ny data\"),($E$126-$D$126)/$D$126))","v":0},{"$f":"IF($E$126=\"\",IF($F$126>0,\"Ny data\",IF($F$126=\"\",\"\",0)),IF($E$126=0,IF($F$126=0,0,\"Ny data\"),($F$126-$E$126)/$E$126))","v":0}]
["Pumpeinstallation Miljøklasse B (300-600 l/s) - Mek/EL","stk.",20,0,0,0,{"$f":"IF($D$127=\"\",IF($E$127>0,\"Ny data\",IF($E$127=\"\",\"\",0)),IF($D$127=0,IF($E$127=0,0,\"Ny data\"),($E$127-$D$127)/$D$127))","v":0},{"$f":"IF($E$127=\"\",IF($F$127>0,\"Ny data\",IF($F$127=\"\",\"\",0)),IF($E$127=0,IF($F$127=0,0,\"Ny data\"),($F$127-$E$127)/$E$127))","v":0}]
["Pumpeinstallation Miljøklasse B (300-600 l/s) - SRO","stk.",10,0,0,0,{"$f":"IF($D$128=\"\",IF($E$128>0,\"Ny data\",IF($E$128=\"\",\"\",0)),IF($D$128=0,IF($E$128=0,0,\"Ny data\"),($E$128-$D$128)/$D$128))","v":0},{"$f":"IF($E$128=\"\",IF($F$128>0,\"Ny data\",IF($F$128=\"\",\"\",0)),IF($E$128=0,IF($F$128=0,0,\"Ny data\"),($F$128-$E$128)/$E$128))","v":0}]
["Pumpeinstallation Miljøklasse B (600-1.000 l/s) - Mek/EL","stk.",20,0,0,0,{"$f":"IF($D$129=\"\",IF($E$129>0,\"Ny data\",IF($E$129=\"\",\"\",0)),IF($D$129=0,IF($E$129=0,0,\"Ny data\"),($E$129-$D$129)/$D$129))","v":0},{"$f":"IF($E$129=\"\",IF($F$129>0,\"Ny data\",IF($F$129=\"\",\"\",0)),IF($E$129=0,IF($F$129=0,0,\"Ny data\"),($F$129-$E$129)/$E$129))","v":0}]
["Pumpeinstallation Miljøklasse B (600-1.000 l/s) - SRO","stk.",10,0,0,0,{"$f":"IF($D$130=\"\",IF($E$130>0,\"Ny data\",IF($E$130=\"\",\"\",0)),IF($D$130=0,IF($E$130=0,0,\"Ny data\"),($E$130-$D$130)/$D$130))","v":0},{"$f":"IF($E$130=\"\",IF($F$130>0,\"Ny data\",IF($F$130=\"\",\"\",0)),IF($E$130=0,IF($F$130=0,0,\"Ny data\"),($F$130-$E$130)/$E$130))","v":0}]
["Pumpeinstallation Miljøklasse B (1.000-1.500 l/s) - Mek/EL","stk.",20,0,0,0,{"$f":"IF($D$131=\"\",IF($E$131>0,\"Ny data\",IF($E$131=\"\",\"\",0)),IF($D$131=0,IF($E$131=0,0,\"Ny data\"),($E$131-$D$131)/$D$131))","v":0},{"$f":"IF($E$131=\"\",IF($F$131>0,\"Ny data\",IF($F$131=\"\",\"\",0)),IF($E$131=0,IF($F$131=0,0,\"Ny data\"),($F$131-$E$131)/$E$131))","v":0}]
["Pumpeinstallation Miljøklasse B (1.000-1.500 l/s) - SRO","stk.",10,0,0,0,{"$f":"IF($D$132=\"\",IF($E$132>0,\"Ny data\",IF($E$132=\"\",\"\",0)),IF($D$132=0,IF($E$132=0,0,\"Ny data\"),($E$132-$D$132)/$D$132))","v":0},{"$f":"IF($E$132=\"\",IF($F$132>0,\"Ny data\",IF($F$132=\"\",\"\",0)),IF($E$132=0,IF($F$132=0,0,\"Ny data\"),($F$132-$E$132)/$E$132))","v":0}]
["Overbygning","m2",75,0,0,0,{"$f":"IF($D$133=\"\",IF($E$133>0,\"Ny data\",IF($E$133=\"\",\"\",0)),IF($D$133=0,IF($E$133=0,0,\"Ny data\"),($E$133-$D$133)/$D$133))","v":0},{"$f":"IF($E$133=\"\",IF($F$133>0,\"Ny data\",IF($F$133=\"\",\"\",0)),IF($E$133=0,IF($F$133=0,0,\"Ny data\"),($F$133-$E$133)/$E$133))","v":0}]
["Store pumpestationer: inkl. SRO-anlæg - By",null,null,null,null,null,{"$f":"IF($D$134=\"\",IF($E$134>0,\"Ny data\",IF($E$134=\"\",\"\",0)),IF($D$134=0,IF($E$134=0,0,\"Ny data\"),($E$134-$D$134)/$D$134))","v":""},{"$f":"IF($E$134=\"\",IF($F$134>0,\"Ny data\",IF($F$134=\"\",\"\",0)),IF($E$134=0,IF($F$134=0,0,\"Ny data\"),($F$134-$E$134)/$E$134))","v":""}]
["Kælder","m2",75,50,50,50,{"$f":"IF($D$135=\"\",IF($E$135>0,\"Ny data\",IF($E$135=\"\",\"\",0)),IF($D$135=0,IF($E$135=0,0,\"Ny data\"),($E$135-$D$135)/$D$135))","v":0},{"$f":"IF($E$135=\"\",IF($F$135>0,\"Ny data\",IF($F$135=\"\",\"\",0)),IF($E$135=0,IF($F$135=0,0,\"Ny data\"),($F$135-$E$135)/$E$135))","v":0}]
["Pumpeinstallation Miljøklasse A (100-300 l/s) - Mek/EL","stk.",20,2,2,2,{"$f":"IF($D$136=\"\",IF($E$136>0,\"Ny data\",IF($E$136=\"\",\"\",0)),IF($D$136=0,IF($E$136=0,0,\"Ny data\"),($E$136-$D$136)/$D$136))","v":0},{"$f":"IF($E$136=\"\",IF($F$136>0,\"Ny data\",IF($F$136=\"\",\"\",0)),IF($E$136=0,IF($F$136=0,0,\"Ny data\"),($F$136-$E$136)/$E$136))","v":0}]
["Pumpeinstallation Miljøklasse A (100-300 l/s) - SRO","stk.",10,2,2,2,{"$f":"IF($D$137=\"\",IF($E$137>0,\"Ny data\",IF($E$137=\"\",\"\",0)),IF($D$137=0,IF($E$137=0,0,\"Ny data\"),($E$137-$D$137)/$D$137))","v":0},{"$f":"IF($E$137=\"\",IF($F$137>0,\"Ny data\",IF($F$137=\"\",\"\",0)),IF($E$137=0,IF($F$137=0,0,\"Ny data\"),($F$137-$E$137)/$E$137))","v":0}]
["Pumpeinstallation Miljøklasse A (300-600 l/s) - Mek/EL","stk.",20,0,0,0,{"$f":"IF($D$138=\"\",IF($E$138>0,\"Ny data\",IF($E$138=\"\",\"\",0)),IF($D$138=0,IF($E$138=0,0,\"Ny data\"),($E$138-$D$138)/$D$138))","v":0},{"$f":"IF($E$138=\"\",IF($F$138>0,\"Ny data\",IF($F$138=\"\",\"\",0)),IF($E$138=0,IF($F$138=0,0,\"Ny data\"),($F$138-$E$138)/$E$138))","v":0}]
["Pumpeinstallation Miljøklasse A (300-600 l/s) - SRO","stk.",10,0,0,0,{"$f":"IF($D$139=\"\",IF($E$139>0,\"Ny data\",IF($E$139=\"\",\"\",0)),IF($D$139=0,IF($E$139=0,0,\"Ny data\"),($E$139-$D$139)/$D$139))","v":0},{"$f":"IF($E$139=\"\",IF($F$139>0,\"Ny data\",IF($F$139=\"\",\"\",0)),IF($E$139=0,IF($F$139=0,0,\"Ny data\"),($F$139-$E$139)/$E$139))","v":0}]
["Pumpeinstallation Miljøklasse A (600-1.000 l/s) - Mek/EL","stk.",20,0,0,0,{"$f":"IF($D$140=\"\",IF($E$140>0,\"Ny data\",IF($E$140=\"\",\"\",0)),IF($D$140=0,IF($E$140=0,0,\"Ny data\"),($E$140-$D$140)/$D$140))","v":0},{"$f":"IF($E$140=\"\",IF($F$140>0,\"Ny data\",IF($F$140=\"\",\"\",0)),IF($E$140=0,IF($F$140=0,0,\"Ny data\"),($F$140-$E$140)/$E$140))","v":0}]
["Pumpeinstallation Miljøklasse A (600-1.000 l/s) - SRO","stk.",10,0,0,0,{"$f":"IF($D$141=\"\",IF($E$141>0,\"Ny data\",IF($E$141=\"\",\"\",0)),IF($D$141=0,IF($E$141=0,0,\"Ny data\"),($E$141-$D$141)/$D$141))","v":0},{"$f":"IF($E$141=\"\",IF($F$141>0,\"Ny data\",IF($F$141=\"\",\"\",0)),IF($E$141=0,IF($F$141=0,0,\"Ny data\"),($F$141-$E$141)/$E$141))","v":0}]
["Pumpeinstallation Miljøklasse A (1.000-1.500 l/s) - Mek/EL","stk.",20,0,0,0,{"$f":"IF($D$142=\"\",IF($E$142>0,\"Ny data\",IF($E$142=\"\",\"\",0)),IF($D$142=0,IF($E$142=0,0,\"Ny data\"),($E$142-$D$142)/$D$142))","v":0},{"$f":"IF($E$142=\"\",IF($F$142>0,\"Ny data\",IF($F$142=\"\",\"\",0)),IF($E$142=0,IF($F$142=0,0,\"Ny data\"),($F$142-$E$142)/$E$142))","v":0}]
["Pumpeinstallation Miljøklasse A (1.000-1.500 l/s) - SRO","stk.",10,0,0,0,{"$f":"IF($D$143=\"\",IF($E$143>0,\"Ny data\",IF($E$143=\"\",\"\",0)),IF($D$143=0,IF($E$143=0,0,\"Ny data\"),($E$143-$D$143)/$D$143))","v":0},{"$f":"IF($E$143=\"\",IF($F$143>0,\"Ny data\",IF($F$143=\"\",\"\",0)),IF($E$143=0,IF($F$143=0,0,\"Ny data\"),($F$143-$E$143)/$E$143))","v":0}]
["Pumpeinstallation Miljøklasse B (100-300 l/s) - Mek/EL","stk.",20,0,0,0,{"$f":"IF($D$144=\"\",IF($E$144>0,\"Ny data\",IF($E$144=\"\",\"\",0)),IF($D$144=0,IF($E$144=0,0,\"Ny data\"),($E$144-$D$144)/$D$144))","v":0},{"$f":"IF($E$144=\"\",IF($F$144>0,\"Ny data\",IF($F$144=\"\",\"\",0)),IF($E$144=0,IF($F$144=0,0,\"Ny data\"),($F$144-$E$144)/$E$144))","v":0}]
["Pumpeinstallation Miljøklasse B (100-300 l/s) - SRO","stk.",10,0,0,0,{"$f":"IF($D$145=\"\",IF($E$145>0,\"Ny data\",IF($E$145=\"\",\"\",0)),IF($D$145=0,IF($E$145=0,0,\"Ny data\"),($E$145-$D$145)/$D$145))","v":0},{"$f":"IF($E$145=\"\",IF($F$145>0,\"Ny data\",IF($F$145=\"\",\"\",0)),IF($E$145=0,IF($F$145=0,0,\"Ny data\"),($F$145-$E$145)/$E$145))","v":0}]
["Pumpeinstallation Miljøklasse B (300-600 l/s) - Mek/EL","stk.",20,0,0,0,{"$f":"IF($D$146=\"\",IF($E$146>0,\"Ny data\",IF($E$146=\"\",\"\",0)),IF($D$146=0,IF($E$146=0,0,\"Ny data\"),($E$146-$D$146)/$D$146))","v":0},{"$f":"IF($E$146=\"\",IF($F$146>0,\"Ny data\",IF($F$146=\"\",\"\",0)),IF($E$146=0,IF($F$146=0,0,\"Ny data\"),($F$146-$E$146)/$E$146))","v":0}]
["Pumpeinstallation Miljøklasse B (300-600 l/s) - SRO","stk.",10,0,0,0,{"$f":"IF($D$147=\"\",IF($E$147>0,\"Ny data\",IF($E$147=\"\",\"\",0)),IF($D$147=0,IF($E$147=0,0,\"Ny data\"),($E$147-$D$147)/$D$147))","v":0},{"$f":"IF($E$147=\"\",IF($F$147>0,\"Ny data\",IF($F$147=\"\",\"\",0)),IF($E$147=0,IF($F$147=0,0,\"Ny data\"),($F$147-$E$147)/$E$147))","v":0}]
["Pumpeinstallation Miljøklasse B (600-1.000 l/s) - Mek/EL","stk.",20,0,0,0,{"$f":"IF($D$148=\"\",IF($E$148>0,\"Ny data\",IF($E$148=\"\",\"\",0)),IF($D$148=0,IF($E$148=0,0,\"Ny data\"),($E$148-$D$148)/$D$148))","v":0},{"$f":"IF($E$148=\"\",IF($F$148>0,\"Ny data\",IF($F$148=\"\",\"\",0)),IF($E$148=0,IF($F$148=0,0,\"Ny data\"),($F$148-$E$148)/$E$148))","v":0}]
["Pumpeinstallation Miljøklasse B (600-1.000 l/s) - SRO","stk.",10,0,0,0,{"$f":"IF($D$149=\"\",IF($E$149>0,\"Ny data\",IF($E$149=\"\",\"\",0)),IF($D$149=0,IF($E$149=0,0,\"Ny data\"),($E$149-$D$149)/$D$149))","v":0},{"$f":"IF($E$149=\"\",IF($F$149>0,\"Ny data\",IF($F$149=\"\",\"\",0)),IF($E$149=0,IF($F$149=0,0,\"Ny data\"),($F$149-$E$149)/$E$149))","v":0}]
["Pumpeinstallation Miljøklasse B (1.000-1.500 l/s) - Mek/EL","stk.",20,0,0,0,{"$f":"IF($D$150=\"\",IF($E$150>0,\"Ny data\",IF($E$150=\"\",\"\",0)),IF($D$150=0,IF($E$150=0,0,\"Ny data\"),($E$150-$D$150)/$D$150))","v":0},{"$f":"IF($E$150=\"\",IF($F$150>0,\"Ny data\",IF($F$150=\"\",\"\",0)),IF($E$150=0,IF($F$150=0,0,\"Ny data\"),($F$150-$E$150)/$E$150))","v":0}]
["Pumpeinstallation Miljøklasse B (1.000-1.500 l/s) - SRO","stk.",10,0,0,0,{"$f":"IF($D$151=\"\",IF($E$151>0,\"Ny data\",IF($E$151=\"\",\"\",0)),IF($D$151=0,IF($E$151=0,0,\"Ny data\"),($E$151-$D$151)/$D$151))","v":0},{"$f":"IF($E$151=\"\",IF($F$151>0,\"Ny data\",IF($F$151=\"\",\"\",0)),IF($E$151=0,IF($F$151=0,0,\"Ny data\"),($F$151-$E$151)/$E$151))","v":0}]
["Overbygning ","m2",75,0,0,0,{"$f":"IF($D$152=\"\",IF($E$152>0,\"Ny data\",IF($E$152=\"\",\"\",0)),IF($D$152=0,IF($E$152=0,0,\"Ny data\"),($E$152-$D$152)/$D$152))","v":0},{"$f":"IF($E$152=\"\",IF($F$152>0,\"Ny data\",IF($F$152=\"\",\"\",0)),IF($E$152=0,IF($F$152=0,0,\"Ny data\"),($F$152-$E$152)/$E$152))","v":0}]
["Store pumpestationer: inkl. SRO-anlæg - City",null,null,null,null,null,{"$f":"IF($D$153=\"\",IF($E$153>0,\"Ny data\",IF($E$153=\"\",\"\",0)),IF($D$153=0,IF($E$153=0,0,\"Ny data\"),($E$153-$D$153)/$D$153))","v":""},{"$f":"IF($E$153=\"\",IF($F$153>0,\"Ny data\",IF($F$153=\"\",\"\",0)),IF($E$153=0,IF($F$153=0,0,\"Ny data\"),($F$153-$E$153)/$E$153))","v":""}]
["Kælder","m2",75,0,0,0,{"$f":"IF($D$154=\"\",IF($E$154>0,\"Ny data\",IF($E$154=\"\",\"\",0)),IF($D$154=0,IF($E$154=0,0,\"Ny data\"),($E$154-$D$154)/$D$154))","v":0},{"$f":"IF($E$154=\"\",IF($F$154>0,\"Ny data\",IF($F$154=\"\",\"\",0)),IF($E$154=0,IF($F$154=0,0,\"Ny data\"),($F$154-$E$154)/$E$154))","v":0}]
["Pumpeinstallation Miljøklasse A (100-300 l/s) - Mek/EL","stk.",20,0,0,0,{"$f":"IF($D$155=\"\",IF($E$155>0,\"Ny data\",IF($E$155=\"\",\"\",0)),IF($D$155=0,IF($E$155=0,0,\"Ny data\"),($E$155-$D$155)/$D$155))","v":0},{"$f":"IF($E$155=\"\",IF($F$155>0,\"Ny data\",IF($F$155=\"\",\"\",0)),IF($E$155=0,IF($F$155=0,0,\"Ny data\"),($F$155-$E$155)/$E$155))","v":0}]
["Pumpeinstallation Miljøklasse A (100-300 l/s) - SRO","stk.",10,0,0,0,{"$f":"IF($D$156=\"\",IF($E$156>0,\"Ny data\",IF($E$156=\"\",\"\",0)),IF($D$156=0,IF($E$156=0,0,\"Ny data\"),($E$156-$D$156)/$D$156))","v":0},{"$f":"IF($E$156=\"\",IF($F$156>0,\"Ny data\",IF($F$156=\"\",\"\",0)),IF($E$156=0,IF($F$156=0,0,\"Ny data\"),($F$156-$E$156)/$E$156))","v":0}]
["Pumpeinstallation Miljøklasse A (300-600 l/s) - Mek/EL","stk.",20,0,0,0,{"$f":"IF($D$157=\"\",IF($E$157>0,\"Ny data\",IF($E$157=\"\",\"\",0)),IF($D$157=0,IF($E$157=0,0,\"Ny data\"),($E$157-$D$157)/$D$157))","v":0},{"$f":"IF($E$157=\"\",IF($F$157>0,\"Ny data\",IF($F$157=\"\",\"\",0)),IF($E$157=0,IF($F$157=0,0,\"Ny data\"),($F$157-$E$157)/$E$157))","v":0}]
["Pumpeinstallation Miljøklasse A (300-600 l/s) - SRO","stk.",10,0,0,0,{"$f":"IF($D$158=\"\",IF($E$158>0,\"Ny data\",IF($E$158=\"\",\"\",0)),IF($D$158=0,IF($E$158=0,0,\"Ny data\"),($E$158-$D$158)/$D$158))","v":0},{"$f":"IF($E$158=\"\",IF($F$158>0,\"Ny data\",IF($F$158=\"\",\"\",0)),IF($E$158=0,IF($F$158=0,0,\"Ny data\"),($F$158-$E$158)/$E$158))","v":0}]
["Pumpeinstallation Miljøklasse A (600-1.000 l/s) - Mek/EL","stk.",20,0,0,0,{"$f":"IF($D$159=\"\",IF($E$159>0,\"Ny data\",IF($E$159=\"\",\"\",0)),IF($D$159=0,IF($E$159=0,0,\"Ny data\"),($E$159-$D$159)/$D$159))","v":0},{"$f":"IF($E$159=\"\",IF($F$159>0,\"Ny data\",IF($F$159=\"\",\"\",0)),IF($E$159=0,IF($F$159=0,0,\"Ny data\"),($F$159-$E$159)/$E$159))","v":0}]
["Pumpeinstallation Miljøklasse A (600-1.000 l/s) - SRO","stk.",10,0,0,0,{"$f":"IF($D$160=\"\",IF($E$160>0,\"Ny data\",IF($E$160=\"\",\"\",0)),IF($D$160=0,IF($E$160=0,0,\"Ny data\"),($E$160-$D$160)/$D$160))","v":0},{"$f":"IF($E$160=\"\",IF($F$160>0,\"Ny data\",IF($F$160=\"\",\"\",0)),IF($E$160=0,IF($F$160=0,0,\"Ny data\"),($F$160-$E$160)/$E$160))","v":0}]
["Pumpeinstallation Miljøklasse A (1.000-1.500 l/s) - Mek/EL","stk.",20,0,0,0,{"$f":"IF($D$161=\"\",IF($E$161>0,\"Ny data\",IF($E$161=\"\",\"\",0)),IF($D$161=0,IF($E$161=0,0,\"Ny data\"),($E$161-$D$161)/$D$161))","v":0},{"$f":"IF($E$161=\"\",IF($F$161>0,\"Ny data\",IF($F$161=\"\",\"\",0)),IF($E$161=0,IF($F$161=0,0,\"Ny data\"),($F$161-$E$161)/$E$161))","v":0}]
["Pumpeinstallation Miljøklasse A (1.000-1.500 l/s) - SRO","stk.",10,0,0,0,{"$f":"IF($D$162=\"\",IF($E$162>0,\"Ny data\",IF($E$162=\"\",\"\",0)),IF($D$162=0,IF($E$162=0,0,\"Ny data\"),($E$162-$D$162)/$D$162))","v":0},{"$f":"IF($E$162=\"\",IF($F$162>0,\"Ny data\",IF($F$162=\"\",\"\",0)),IF($E$162=0,IF($F$162=0,0,\"Ny data\"),($F$162-$E$162)/$E$162))","v":0}]
["Pumpeinstallation Miljøklasse B (100-300 l/s) - Mek/EL","stk.",20,0,0,0,{"$f":"IF($D$163=\"\",IF($E$163>0,\"Ny data\",IF($E$163=\"\",\"\",0)),IF($D$163=0,IF($E$163=0,0,\"Ny data\"),($E$163-$D$163)/$D$163))","v":0},{"$f":"IF($E$163=\"\",IF($F$163>0,\"Ny data\",IF($F$163=\"\",\"\",0)),IF($E$163=0,IF($F$163=0,0,\"Ny data\"),($F$163-$E$163)/$E$163))","v":0}]
["Pumpeinstallation Miljøklasse B (100-300 l/s) - SRO","stk.",10,0,0,0,{"$f":"IF($D$164=\"\",IF($E$164>0,\"Ny data\",IF($E$164=\"\",\"\",0)),IF($D$164=0,IF($E$164=0,0,\"Ny data\"),($E$164-$D$164)/$D$164))","v":0},{"$f":"IF($E$164=\"\",IF($F$164>0,\"Ny data\",IF($F$164=\"\",\"\",0)),IF($E$164=0,IF($F$164=0,0,\"Ny data\"),($F$164-$E$164)/$E$164))","v":0}]
["Pumpeinstallation Miljøklasse B (300-600 l/s) - Mek/EL","stk.",20,0,0,0,{"$f":"IF($D$165=\"\",IF($E$165>0,\"Ny data\",IF($E$165=\"\",\"\",0)),IF($D$165=0,IF($E$165=0,0,\"Ny data\"),($E$165-$D$165)/$D$165))","v":0},{"$f":"IF($E$165=\"\",IF($F$165>0,\"Ny data\",IF($F$165=\"\",\"\",0)),IF($E$165=0,IF($F$165=0,0,\"Ny data\"),($F$165-$E$165)/$E$165))","v":0}]
["Pumpeinstallation Miljøklasse B (300-600 l/s) - SRO","stk.",10,0,0,0,{"$f":"IF($D$166=\"\",IF($E$166>0,\"Ny data\",IF($E$166=\"\",\"\",0)),IF($D$166=0,IF($E$166=0,0,\"Ny data\"),($E$166-$D$166)/$D$166))","v":0},{"$f":"IF($E$166=\"\",IF($F$166>0,\"Ny data\",IF($F$166=\"\",\"\",0)),IF($E$166=0,IF($F$166=0,0,\"Ny data\"),($F$166-$E$166)/$E$166))","v":0}]
["Pumpeinstallation Miljøklasse B (600-1.000 l/s) - Mek/EL","stk.",20,0,0,0,{"$f":"IF($D$167=\"\",IF($E$167>0,\"Ny data\",IF($E$167=\"\",\"\",0)),IF($D$167=0,IF($E$167=0,0,\"Ny data\"),($E$167-$D$167)/$D$167))","v":0},{"$f":"IF($E$167=\"\",IF($F$167>0,\"Ny data\",IF($F$167=\"\",\"\",0)),IF($E$167=0,IF($F$167=0,0,\"Ny data\"),($F$167-$E$167)/$E$167))","v":0}]
["Pumpeinstallation Miljøklasse B (600-1.000 l/s) - SRO","stk.",10,0,0,0,{"$f":"IF($D$168=\"\",IF($E$168>0,\"Ny data\",IF($E$168=\"\",\"\",0)),IF($D$168=0,IF($E$168=0,0,\"Ny data\"),($E$168-$D$168)/$D$168))","v":0},{"$f":"IF($E$168=\"\",IF($F$168>0,\"Ny data\",IF($F$168=\"\",\"\",0)),IF($E$168=0,IF($F$168=0,0,\"Ny data\"),($F$168-$E$168)/$E$168))","v":0}]
["Pumpeinstallation Miljøklasse B (1.000-1.500 l/s) - Mek/EL","stk.",20,0,0,0,{"$f":"IF($D$169=\"\",IF($E$169>0,\"Ny data\",IF($E$169=\"\",\"\",0)),IF($D$169=0,IF($E$169=0,0,\"Ny data\"),($E$169-$D$169)/$D$169))","v":0},{"$f":"IF($E$169=\"\",IF($F$169>0,\"Ny data\",IF($F$169=\"\",\"\",0)),IF($E$169=0,IF($F$169=0,0,\"Ny data\"),($F$169-$E$169)/$E$169))","v":0}]
["Pumpeinstallation Miljøklasse B (1.000-1.500 l/s) - SRO","stk.",10,0,0,0,{"$f":"IF($D$170=\"\",IF($E$170>0,\"Ny data\",IF($E$170=\"\",\"\",0)),IF($D$170=0,IF($E$170=0,0,\"Ny data\"),($E$170-$D$170)/$D$170))","v":0},{"$f":"IF($E$170=\"\",IF($F$170>0,\"Ny data\",IF($F$170=\"\",\"\",0)),IF($E$170=0,IF($F$170=0,0,\"Ny data\"),($F$170-$E$170)/$E$170))","v":0}]
["Overbygning ","m2",75,0,0,0,{"$f":"IF($D$171=\"\",IF($E$171>0,\"Ny data\",IF($E$171=\"\",\"\",0)),IF($D$171=0,IF($E$171=0,0,\"Ny data\"),($E$171-$D$171)/$D$171))","v":0},{"$f":"IF($E$171=\"\",IF($F$171>0,\"Ny data\",IF($F$171=\"\",\"\",0)),IF($E$171=0,IF($F$171=0,0,\"Ny data\"),($F$171-$E$171)/$E$171))","v":0}]
["Store pumpestationer: inkl. SRO-anlæg - Indre city",null,null,null,null,null,{"$f":"IF($D$172=\"\",IF($E$172>0,\"Ny data\",IF($E$172=\"\",\"\",0)),IF($D$172=0,IF($E$172=0,0,\"Ny data\"),($E$172-$D$172)/$D$172))","v":""},{"$f":"IF($E$172=\"\",IF($F$172>0,\"Ny data\",IF($F$172=\"\",\"\",0)),IF($E$172=0,IF($F$172=0,0,\"Ny data\"),($F$172-$E$172)/$E$172))","v":""}]
["Kælder","m2",75,0,0,0,{"$f":"IF($D$173=\"\",IF($E$173>0,\"Ny data\",IF($E$173=\"\",\"\",0)),IF($D$173=0,IF($E$173=0,0,\"Ny data\"),($E$173-$D$173)/$D$173))","v":0},{"$f":"IF($E$173=\"\",IF($F$173>0,\"Ny data\",IF($F$173=\"\",\"\",0)),IF($E$173=0,IF($F$173=0,0,\"Ny data\"),($F$173-$E$173)/$E$173))","v":0}]
["Pumpeinstallation Miljøklasse A (100-300 l/s) - Mek/EL","stk.",20,0,0,0,{"$f":"IF($D$174=\"\",IF($E$174>0,\"Ny data\",IF($E$174=\"\",\"\",0)),IF($D$174=0,IF($E$174=0,0,\"Ny data\"),($E$174-$D$174)/$D$174))","v":0},{"$f":"IF($E$174=\"\",IF($F$174>0,\"Ny data\",IF($F$174=\"\",\"\",0)),IF($E$174=0,IF($F$174=0,0,\"Ny data\"),($F$174-$E$174)/$E$174))","v":0}]
["Pumpeinstallation Miljøklasse A (100-300 l/s) - SRO","stk.",10,0,0,0,{"$f":"IF($D$175=\"\",IF($E$175>0,\"Ny data\",IF($E$175=\"\",\"\",0)),IF($D$175=0,IF($E$175=0,0,\"Ny data\"),($E$175-$D$175)/$D$175))","v":0},{"$f":"IF($E$175=\"\",IF($F$175>0,\"Ny data\",IF($F$175=\"\",\"\",0)),IF($E$175=0,IF($F$175=0,0,\"Ny data\"),($F$175-$E$175)/$E$175))","v":0}]
["Pumpeinstallation Miljøklasse A (300-600 l/s) - Mek/EL","stk.",20,0,0,0,{"$f":"IF($D$176=\"\",IF($E$176>0,\"Ny data\",IF($E$176=\"\",\"\",0)),IF($D$176=0,IF($E$176=0,0,\"Ny data\"),($E$176-$D$176)/$D$176))","v":0},{"$f":"IF($E$176=\"\",IF($F$176>0,\"Ny data\",IF($F$176=\"\",\"\",0)),IF($E$176=0,IF($F$176=0,0,\"Ny data\"),($F$176-$E$176)/$E$176))","v":0}]
["Pumpeinstallation Miljøklasse A (300-600 l/s) - SRO","stk.",10,0,0,0,{"$f":"IF($D$177=\"\",IF($E$177>0,\"Ny data\",IF($E$177=\"\",\"\",0)),IF($D$177=0,IF($E$177=0,0,\"Ny data\"),($E$177-$D$177)/$D$177))","v":0},{"$f":"IF($E$177=\"\",IF($F$177>0,\"Ny data\",IF($F$177=\"\",\"\",0)),IF($E$177=0,IF($F$177=0,0,\"Ny data\"),($F$177-$E$177)/$E$177))","v":0}]
["Pumpeinstallation Miljøklasse A (600-1.000 l/s) - Mek/EL","stk.",20,0,0,0,{"$f":"IF($D$178=\"\",IF($E$178>0,\"Ny data\",IF($E$178=\"\",\"\",0)),IF($D$178=0,IF($E$178=0,0,\"Ny data\"),($E$178-$D$178)/$D$178))","v":0},{"$f":"IF($E$178=\"\",IF($F$178>0,\"Ny data\",IF($F$178=\"\",\"\",0)),IF($E$178=0,IF($F$178=0,0,\"Ny data\"),($F$178-$E$178)/$E$178))","v":0}]
["Pumpeinstallation Miljøklasse A (600-1.000 l/s) - SRO","stk.",10,0,0,0,{"$f":"IF($D$179=\"\",IF($E$179>0,\"Ny data\",IF($E$179=\"\",\"\",0)),IF($D$179=0,IF($E$179=0,0,\"Ny data\"),($E$179-$D$179)/$D$179))","v":0},{"$f":"IF($E$179=\"\",IF($F$179>0,\"Ny data\",IF($F$179=\"\",\"\",0)),IF($E$179=0,IF($F$179=0,0,\"Ny data\"),($F$179-$E$179)/$E$179))","v":0}]
["Pumpeinstallation Miljøklasse A (1.000-1.500 l/s) - Mek/EL","stk.",20,0,0,0,{"$f":"IF($D$180=\"\",IF($E$180>0,\"Ny data\",IF($E$180=\"\",\"\",0)),IF($D$180=0,IF($E$180=0,0,\"Ny data\"),($E$180-$D$180)/$D$180))","v":0},{"$f":"IF($E$180=\"\",IF($F$180>0,\"Ny data\",IF($F$180=\"\",\"\",0)),IF($E$180=0,IF($F$180=0,0,\"Ny data\"),($F$180-$E$180)/$E$180))","v":0}]
["Pumpeinstallation Miljøklasse A (1.000-1.500 l/s) - SRO","stk.",10,0,0,0,{"$f":"IF($D$181=\"\",IF($E$181>0,\"Ny data\",IF($E$181=\"\",\"\",0)),IF($D$181=0,IF($E$181=0,0,\"Ny data\"),($E$181-$D$181)/$D$181))","v":0},{"$f":"IF($E$181=\"\",IF($F$181>0,\"Ny data\",IF($F$181=\"\",\"\",0)),IF($E$181=0,IF($F$181=0,0,\"Ny data\"),($F$181-$E$181)/$E$181))","v":0}]
["Pumpeinstallation Miljøklasse B (100-300 l/s) - Mek/EL","stk.",20,0,0,0,{"$f":"IF($D$182=\"\",IF($E$182>0,\"Ny data\",IF($E$182=\"\",\"\",0)),IF($D$182=0,IF($E$182=0,0,\"Ny data\"),($E$182-$D$182)/$D$182))","v":0},{"$f":"IF($E$182=\"\",IF($F$182>0,\"Ny data\",IF($F$182=\"\",\"\",0)),IF($E$182=0,IF($F$182=0,0,\"Ny data\"),($F$182-$E$182)/$E$182))","v":0}]
["Pumpeinstallation Miljøklasse B (100-300 l/s) - SRO","stk.",10,0,0,0,{"$f":"IF($D$183=\"\",IF($E$183>0,\"Ny data\",IF($E$183=\"\",\"\",0)),IF($D$183=0,IF($E$183=0,0,\"Ny data\"),($E$183-$D$183)/$D$183))","v":0},{"$f":"IF($E$183=\"\",IF($F$183>0,\"Ny data\",IF($F$183=\"\",\"\",0)),IF($E$183=0,IF($F$183=0,0,\"Ny data\"),($F$183-$E$183)/$E$183))","v":0}]
["Pumpeinstallation Miljøklasse B (300-600 l/s) - Mek/EL","stk.",20,0,0,0,{"$f":"IF($D$184=\"\",IF($E$184>0,\"Ny data\",IF($E$184=\"\",\"\",0)),IF($D$184=0,IF($E$184=0,0,\"Ny data\"),($E$184-$D$184)/$D$184))","v":0},{"$f":"IF($E$184=\"\",IF($F$184>0,\"Ny data\",IF($F$184=\"\",\"\",0)),IF($E$184=0,IF($F$184=0,0,\"Ny data\"),($F$184-$E$184)/$E$184))","v":0}]
["Pumpeinstallation Miljøklasse B (300-600 l/s) - SRO","stk.",10,0,0,0,{"$f":"IF($D$185=\"\",IF($E$185>0,\"Ny data\",IF($E$185=\"\",\"\",0)),IF($D$185=0,IF($E$185=0,0,\"Ny data\"),($E$185-$D$185)/$D$185))","v":0},{"$f":"IF($E$185=\"\",IF($F$185>0,\"Ny data\",IF($F$185=\"\",\"\",0)),IF($E$185=0,IF($F$185=0,0,\"Ny data\"),($F$185-$E$185)/$E$185))","v":0}]
["Pumpeinstallation Miljøklasse B (600-1.000 l/s) - Mek/EL","stk.",20,0,0,0,{"$f":"IF($D$186=\"\",IF($E$186>0,\"Ny data\",IF($E$186=\"\",\"\",0)),IF($D$186=0,IF($E$186=0,0,\"Ny data\"),($E$186-$D$186)/$D$186))","v":0},{"$f":"IF($E$186=\"\",IF($F$186>0,\"Ny data\",IF($F$186=\"\",\"\",0)),IF($E$186=0,IF($F$186=0,0,\"Ny data\"),($F$186-$E$186)/$E$186))","v":0}]
["Pumpeinstallation Miljøklasse B (600-1.000 l/s) - SRO","stk.",10,0,0,0,{"$f":"IF($D$187=\"\",IF($E$187>0,\"Ny data\",IF($E$187=\"\",\"\",0)),IF($D$187=0,IF($E$187=0,0,\"Ny data\"),($E$187-$D$187)/$D$187))","v":0},{"$f":"IF($E$187=\"\",IF($F$187>0,\"Ny data\",IF($F$187=\"\",\"\",0)),IF($E$187=0,IF($F$187=0,0,\"Ny data\"),($F$187-$E$187)/$E$187))","v":0}]
["Pumpeinstallation Miljøklasse B (1.000-1.500 l/s) - Mek/EL","stk.",20,0,0,0,{"$f":"IF($D$188=\"\",IF($E$188>0,\"Ny data\",IF($E$188=\"\",\"\",0)),IF($D$188=0,IF($E$188=0,0,\"Ny data\"),($E$188-$D$188)/$D$188))","v":0},{"$f":"IF($E$188=\"\",IF($F$188>0,\"Ny data\",IF($F$188=\"\",\"\",0)),IF($E$188=0,IF($F$188=0,0,\"Ny data\"),($F$188-$E$188)/$E$188))","v":0}]
["Pumpeinstallation Miljøklasse B (1.000-1.500 l/s) - SRO","stk.",10,0,0,0,{"$f":"IF($D$189=\"\",IF($E$189>0,\"Ny data\",IF($E$189=\"\",\"\",0)),IF($D$189=0,IF($E$189=0,0,\"Ny data\"),($E$189-$D$189)/$D$189))","v":0},{"$f":"IF($E$189=\"\",IF($F$189>0,\"Ny data\",IF($F$189=\"\",\"\",0)),IF($E$189=0,IF($F$189=0,0,\"Ny data\"),($F$189-$E$189)/$E$189))","v":0}]
["Overbygning","m2",75,0,0,0,{"$f":"IF($D$190=\"\",IF($E$190>0,\"Ny data\",IF($E$190=\"\",\"\",0)),IF($D$190=0,IF($E$190=0,0,\"Ny data\"),($E$190-$D$190)/$D$190))","v":0},{"$f":"IF($E$190=\"\",IF($F$190>0,\"Ny data\",IF($F$190=\"\",\"\",0)),IF($E$190=0,IF($F$190=0,0,\"Ny data\"),($F$190-$E$190)/$E$190))","v":0}]
["Overløbsbygværker - Land",null,null,null,null,null,{"$f":"IF($D$191=\"\",IF($E$191>0,\"Ny data\",IF($E$191=\"\",\"\",0)),IF($D$191=0,IF($E$191=0,0,\"Ny data\"),($E$191-$D$191)/$D$191))","v":""},{"$f":"IF($E$191=\"\",IF($F$191>0,\"Ny data\",IF($F$191=\"\",\"\",0)),IF($E$191=0,IF($F$191=0,0,\"Ny data\"),($F$191-$E$191)/$E$191))","v":""}]
["Kælder (< 7 m2) ","stk.",75,21,21,21,{"$f":"IF($D$192=\"\",IF($E$192>0,\"Ny data\",IF($E$192=\"\",\"\",0)),IF($D$192=0,IF($E$192=0,0,\"Ny data\"),($E$192-$D$192)/$D$192))","v":0},{"$f":"IF($E$192=\"\",IF($F$192>0,\"Ny data\",IF($F$192=\"\",\"\",0)),IF($E$192=0,IF($F$192=0,0,\"Ny data\"),($F$192-$E$192)/$E$192))","v":0}]
["Kælder (7 - 20 m2) ","m2",75,0,0,0,{"$f":"IF($D$193=\"\",IF($E$193>0,\"Ny data\",IF($E$193=\"\",\"\",0)),IF($D$193=0,IF($E$193=0,0,\"Ny data\"),($E$193-$D$193)/$D$193))","v":0},{"$f":"IF($E$193=\"\",IF($F$193>0,\"Ny data\",IF($F$193=\"\",\"\",0)),IF($E$193=0,IF($F$193=0,0,\"Ny data\"),($F$193-$E$193)/$E$193))","v":0}]
["Kælder (20 - 30 m2)","m2",75,0,0,0,{"$f":"IF($D$194=\"\",IF($E$194>0,\"Ny data\",IF($E$194=\"\",\"\",0)),IF($D$194=0,IF($E$194=0,0,\"Ny data\"),($E$194-$D$194)/$D$194))","v":0},{"$f":"IF($E$194=\"\",IF($F$194>0,\"Ny data\",IF($F$194=\"\",\"\",0)),IF($E$194=0,IF($F$194=0,0,\"Ny data\"),($F$194-$E$194)/$E$194))","v":0}]
["Installationer \"ingen eller faste riste\" (mindre end 7 m2)","stk.",20,21,21,21,{"$f":"IF($D$195=\"\",IF($E$195>0,\"Ny data\",IF($E$195=\"\",\"\",0)),IF($D$195=0,IF($E$195=0,0,\"Ny data\"),($E$195-$D$195)/$D$195))","v":0},{"$f":"IF($E$195=\"\",IF($F$195>0,\"Ny data\",IF($F$195=\"\",\"\",0)),IF($E$195=0,IF($F$195=0,0,\"Ny data\"),($F$195-$E$195)/$E$195))","v":0}]
["Installationer \"mekaniske riste og SRO\" Miljøklasse A. (7-20 m2) - Mek/EL","stk.",20,0,0,0,{"$f":"IF($D$196=\"\",IF($E$196>0,\"Ny data\",IF($E$196=\"\",\"\",0)),IF($D$196=0,IF($E$196=0,0,\"Ny data\"),($E$196-$D$196)/$D$196))","v":0},{"$f":"IF($E$196=\"\",IF($F$196>0,\"Ny data\",IF($F$196=\"\",\"\",0)),IF($E$196=0,IF($F$196=0,0,\"Ny data\"),($F$196-$E$196)/$E$196))","v":0}]
["Installationer \"mekaniske riste og SRO\" Miljøklasse A. (7-20 m2) - SRO","stk.",10,0,0,0,{"$f":"IF($D$197=\"\",IF($E$197>0,\"Ny data\",IF($E$197=\"\",\"\",0)),IF($D$197=0,IF($E$197=0,0,\"Ny data\"),($E$197-$D$197)/$D$197))","v":0},{"$f":"IF($E$197=\"\",IF($F$197>0,\"Ny data\",IF($F$197=\"\",\"\",0)),IF($E$197=0,IF($F$197=0,0,\"Ny data\"),($F$197-$E$197)/$E$197))","v":0}]
["Installationer \"mekaniske riste og SRO\" Miljøklasse A. (20-30 m2) - Mek/EL","stk.",20,0,0,0,{"$f":"IF($D$198=\"\",IF($E$198>0,\"Ny data\",IF($E$198=\"\",\"\",0)),IF($D$198=0,IF($E$198=0,0,\"Ny data\"),($E$198-$D$198)/$D$198))","v":0},{"$f":"IF($E$198=\"\",IF($F$198>0,\"Ny data\",IF($F$198=\"\",\"\",0)),IF($E$198=0,IF($F$198=0,0,\"Ny data\"),($F$198-$E$198)/$E$198))","v":0}]
["Installationer \"mekaniske riste og SRO\" Miljøklasse A. (20-30 m2) - SRO","stk.",10,0,0,0,{"$f":"IF($D$199=\"\",IF($E$199>0,\"Ny data\",IF($E$199=\"\",\"\",0)),IF($D$199=0,IF($E$199=0,0,\"Ny data\"),($E$199-$D$199)/$D$199))","v":0},{"$f":"IF($E$199=\"\",IF($F$199>0,\"Ny data\",IF($F$199=\"\",\"\",0)),IF($E$199=0,IF($F$199=0,0,\"Ny data\"),($F$199-$E$199)/$E$199))","v":0}]
["Installationer \"mekaniske riste og SRO\" Miljøklasse B. (7-20 m2) - Mek/EL","stk.",20,0,0,0,{"$f":"IF($D$200=\"\",IF($E$200>0,\"Ny data\",IF($E$200=\"\",\"\",0)),IF($D$200=0,IF($E$200=0,0,\"Ny data\"),($E$200-$D$200)/$D$200))","v":0},{"$f":"IF($E$200=\"\",IF($F$200>0,\"Ny data\",IF($F$200=\"\",\"\",0)),IF($E$200=0,IF($F$200=0,0,\"Ny data\"),($F$200-$E$200)/$E$200))","v":0}]
["Installationer \"mekaniske riste og SRO\" Miljøklasse B. (7-20 m2) - SRO","stk.",10,0,0,0,{"$f":"IF($D$201=\"\",IF($E$201>0,\"Ny data\",IF($E$201=\"\",\"\",0)),IF($D$201=0,IF($E$201=0,0,\"Ny data\"),($E$201-$D$201)/$D$201))","v":0},{"$f":"IF($E$201=\"\",IF($F$201>0,\"Ny data\",IF($F$201=\"\",\"\",0)),IF($E$201=0,IF($F$201=0,0,\"Ny data\"),($F$201-$E$201)/$E$201))","v":0}]
["Installationer \"mekaniske riste og SRO\" Miljøklasse B. (20-30 m2) - Mek/EL","stk.",20,0,0,0,{"$f":"IF($D$202=\"\",IF($E$202>0,\"Ny data\",IF($E$202=\"\",\"\",0)),IF($D$202=0,IF($E$202=0,0,\"Ny data\"),($E$202-$D$202)/$D$202))","v":0},{"$f":"IF($E$202=\"\",IF($F$202>0,\"Ny data\",IF($F$202=\"\",\"\",0)),IF($E$202=0,IF($F$202=0,0,\"Ny data\"),($F$202-$E$202)/$E$202))","v":0}]
["Installationer \"mekaniske riste og SRO\" Miljøklasse B. (20-30 m2) - SRO","stk.",10,0,0,0,{"$f":"IF($D$203=\"\",IF($E$203>0,\"Ny data\",IF($E$203=\"\",\"\",0)),IF($D$203=0,IF($E$203=0,0,\"Ny data\"),($E$203-$D$203)/$D$203))","v":0},{"$f":"IF($E$203=\"\",IF($F$203>0,\"Ny data\",IF($F$203=\"\",\"\",0)),IF($E$203=0,IF($F$203=0,0,\"Ny data\"),($F$203-$E$203)/$E$203))","v":0}]
["Overbygning","stk.",75,0,0,0,{"$f":"IF($D$204=\"\",IF($E$204>0,\"Ny data\",IF($E$204=\"\",\"\",0)),IF($D$204=0,IF($E$204=0,0,\"Ny data\"),($E$204-$D$204)/$D$204))","v":0},{"$f":"IF($E$204=\"\",IF($F$204>0,\"Ny data\",IF($F$204=\"\",\"\",0)),IF($E$204=0,IF($F$204=0,0,\"Ny data\"),($F$204-$E$204)/$E$204))","v":0}]
["Overløbsbygværker - By",null,null,null,null,null,{"$f":"IF($D$205=\"\",IF($E$205>0,\"Ny data\",IF($E$205=\"\",\"\",0)),IF($D$205=0,IF($E$205=0,0,\"Ny data\"),($E$205-$D$205)/$D$205))","v":""},{"$f":"IF($E$205=\"\",IF($F$205>0,\"Ny data\",IF($F$205=\"\",\"\",0)),IF($E$205=0,IF($F$205=0,0,\"Ny data\"),($F$205-$E$205)/$E$205))","v":""}]
["Kælder (< 7 m2) ","stk.",75,16,16,18,{"$f":"IF($D$206=\"\",IF($E$206>0,\"Ny data\",IF($E$206=\"\",\"\",0)),IF($D$206=0,IF($E$206=0,0,\"Ny data\"),($E$206-$D$206)/$D$206))","v":0},{"$f":"IF($E$206=\"\",IF($F$206>0,\"Ny data\",IF($F$206=\"\",\"\",0)),IF($E$206=0,IF($F$206=0,0,\"Ny data\"),($F$206-$E$206)/$E$206))","v":0.125}]
["Kælder (7 - 20 m2) ","m2",75,0,0,0,{"$f":"IF($D$207=\"\",IF($E$207>0,\"Ny data\",IF($E$207=\"\",\"\",0)),IF($D$207=0,IF($E$207=0,0,\"Ny data\"),($E$207-$D$207)/$D$207))","v":0},{"$f":"IF($E$207=\"\",IF($F$207>0,\"Ny data\",IF($F$207=\"\",\"\",0)),IF($E$207=0,IF($F$207=0,0,\"Ny data\"),($F$207-$E$207)/$E$207))","v":0}]
["Kælder (20 - 30 m2)","m2",75,0,0,0,{"$f":"IF($D$208=\"\",IF($E$208>0,\"Ny data\",IF($E$208=\"\",\"\",0)),IF($D$208=0,IF($E$208=0,0,\"Ny data\"),($E$208-$D$208)/$D$208))","v":0},{"$f":"IF($E$208=\"\",IF($F$208>0,\"Ny data\",IF($F$208=\"\",\"\",0)),IF($E$208=0,IF($F$208=0,0,\"Ny data\"),($F$208-$E$208)/$E$208))","v":0}]
["Installationer \"ingen eller faste riste\" (mindre end 7 m2)","stk.",20,15,15,17,{"$f":"IF($D$209=\"\",IF($E$209>0,\"Ny data\",IF($E$209=\"\",\"\",0)),IF($D$209=0,IF($E$209=0,0,\"Ny data\"),($E$209-$D$209)/$D$209))","v":0},{"$f":"IF($E$209=\"\",IF($F$209>0,\"Ny data\",IF($F$209=\"\",\"\",0)),IF($E$209=0,IF($F$209=0,0,\"Ny data\"),($F$209-$E$209)/$E$209))","v":0.13333333333333333}]
["Installationer \"mekaniske riste og SRO\" Miljøklasse A. (7-20 m2) - Mek/EL","stk.",20,1,1,1,{"$f":"IF($D$210=\"\",IF($E$210>0,\"Ny data\",IF($E$210=\"\",\"\",0)),IF($D$210=0,IF($E$210=0,0,\"Ny data\"),($E$210-$D$210)/$D$210))","v":0},{"$f":"IF($E$210=\"\",IF($F$210>0,\"Ny data\",IF($F$210=\"\",\"\",0)),IF($E$210=0,IF($F$210=0,0,\"Ny data\"),($F$210-$E$210)/$E$210))","v":0}]
["Installationer \"mekaniske riste og SRO\" Miljøklasse A. (7-20 m2) - SRO","stk.",10,1,1,1,{"$f":"IF($D$211=\"\",IF($E$211>0,\"Ny data\",IF($E$211=\"\",\"\",0)),IF($D$211=0,IF($E$211=0,0,\"Ny data\"),($E$211-$D$211)/$D$211))","v":0},{"$f":"IF($E$211=\"\",IF($F$211>0,\"Ny data\",IF($F$211=\"\",\"\",0)),IF($E$211=0,IF($F$211=0,0,\"Ny data\"),($F$211-$E$211)/$E$211))","v":0}]
["Installationer \"mekaniske riste og SRO\" Miljøklasse A. (20-30 m2) - Mek/EL","stk.",20,0,0,0,{"$f":"IF($D$212=\"\",IF($E$212>0,\"Ny data\",IF($E$212=\"\",\"\",0)),IF($D$212=0,IF($E$212=0,0,\"Ny data\"),($E$212-$D$212)/$D$212))","v":0},{"$f":"IF($E$212=\"\",IF($F$212>0,\"Ny data\",IF($F$212=\"\",\"\",0)),IF($E$212=0,IF($F$212=0,0,\"Ny data\"),($F$212-$E$212)/$E$212))","v":0}]
["Installationer \"mekaniske riste og SRO\" Miljøklasse A. (20-30 m2) - SRO","stk.",10,0,0,0,{"$f":"IF($D$213=\"\",IF($E$213>0,\"Ny data\",IF($E$213=\"\",\"\",0)),IF($D$213=0,IF($E$213=0,0,\"Ny data\"),($E$213-$D$213)/$D$213))","v":0},{"$f":"IF($E$213=\"\",IF($F$213>0,\"Ny data\",IF($F$213=\"\",\"\",0)),IF($E$213=0,IF($F$213=0,0,\"Ny data\"),($F$213-$E$213)/$E$213))","v":0}]
["Installationer \"mekaniske riste og SRO\" Miljøklasse B. (7-20 m2) - Mek/EL","stk.",20,0,0,0,{"$f":"IF($D$214=\"\",IF($E$214>0,\"Ny data\",IF($E$214=\"\",\"\",0)),IF($D$214=0,IF($E$214=0,0,\"Ny data\"),($E$214-$D$214)/$D$214))","v":0},{"$f":"IF($E$214=\"\",IF($F$214>0,\"Ny data\",IF($F$214=\"\",\"\",0)),IF($E$214=0,IF($F$214=0,0,\"Ny data\"),($F$214-$E$214)/$E$214))","v":0}]
["Installationer \"mekaniske riste og SRO\" Miljøklasse B. (7-20 m2) - SRO","stk.",10,0,0,0,{"$f":"IF($D$215=\"\",IF($E$215>0,\"Ny data\",IF($E$215=\"\",\"\",0)),IF($D$215=0,IF($E$215=0,0,\"Ny data\"),($E$215-$D$215)/$D$215))","v":0},{"$f":"IF($E$215=\"\",IF($F$215>0,\"Ny data\",IF($F$215=\"\",\"\",0)),IF($E$215=0,IF($F$215=0,0,\"Ny data\"),($F$215-$E$215)/$E$215))","v":0}]
["Installationer \"mekaniske riste og SRO\" Miljøklasse B. (20-30 m2) - Mek/EL","stk.",20,0,0,0,{"$f":"IF($D$216=\"\",IF($E$216>0,\"Ny data\",IF($E$216=\"\",\"\",0)),IF($D$216=0,IF($E$216=0,0,\"Ny data\"),($E$216-$D$216)/$D$216))","v":0},{"$f":"IF($E$216=\"\",IF($F$216>0,\"Ny data\",IF($F$216=\"\",\"\",0)),IF($E$216=0,IF($F$216=0,0,\"Ny data\"),($F$216-$E$216)/$E$216))","v":0}]
["Installationer \"mekaniske riste og SRO\" Miljøklasse B. (20-30 m2) - SRO","stk.",10,0,0,0,{"$f":"IF($D$217=\"\",IF($E$217>0,\"Ny data\",IF($E$217=\"\",\"\",0)),IF($D$217=0,IF($E$217=0,0,\"Ny data\"),($E$217-$D$217)/$D$217))","v":0},{"$f":"IF($E$217=\"\",IF($F$217>0,\"Ny data\",IF($F$217=\"\",\"\",0)),IF($E$217=0,IF($F$217=0,0,\"Ny data\"),($F$217-$E$217)/$E$217))","v":0}]
["Overbygning","stk.",75,0,0,0,{"$f":"IF($D$218=\"\",IF($E$218>0,\"Ny data\",IF($E$218=\"\",\"\",0)),IF($D$218=0,IF($E$218=0,0,\"Ny data\"),($E$218-$D$218)/$D$218))","v":0},{"$f":"IF($E$218=\"\",IF($F$218>0,\"Ny data\",IF($F$218=\"\",\"\",0)),IF($E$218=0,IF($F$218=0,0,\"Ny data\"),($F$218-$E$218)/$E$218))","v":0}]
["Overløbsbygværker - City",null,null,null,null,null,{"$f":"IF($D$219=\"\",IF($E$219>0,\"Ny data\",IF($E$219=\"\",\"\",0)),IF($D$219=0,IF($E$219=0,0,\"Ny data\"),($E$219-$D$219)/$D$219))","v":""},{"$f":"IF($E$219=\"\",IF($F$219>0,\"Ny data\",IF($F$219=\"\",\"\",0)),IF($E$219=0,IF($F$219=0,0,\"Ny data\"),($F$219-$E$219)/$E$219))","v":""}]
["Kælder (< 7 m2) ","stk.",75,0,0,0,{"$f":"IF($D$220=\"\",IF($E$220>0,\"Ny data\",IF($E$220=\"\",\"\",0)),IF($D$220=0,IF($E$220=0,0,\"Ny data\"),($E$220-$D$220)/$D$220))","v":0},{"$f":"IF($E$220=\"\",IF($F$220>0,\"Ny data\",IF($F$220=\"\",\"\",0)),IF($E$220=0,IF($F$220=0,0,\"Ny data\"),($F$220-$E$220)/$E$220))","v":0}]
["Kælder (7 - 20 m2) ","m2",75,0,0,0,{"$f":"IF($D$221=\"\",IF($E$221>0,\"Ny data\",IF($E$221=\"\",\"\",0)),IF($D$221=0,IF($E$221=0,0,\"Ny data\"),($E$221-$D$221)/$D$221))","v":0},{"$f":"IF($E$221=\"\",IF($F$221>0,\"Ny data\",IF($F$221=\"\",\"\",0)),IF($E$221=0,IF($F$221=0,0,\"Ny data\"),($F$221-$E$221)/$E$221))","v":0}]
["Kælder (20 - 30 m2)","m2",75,0,0,0,{"$f":"IF($D$222=\"\",IF($E$222>0,\"Ny data\",IF($E$222=\"\",\"\",0)),IF($D$222=0,IF($E$222=0,0,\"Ny data\"),($E$222-$D$222)/$D$222))","v":0},{"$f":"IF($E$222=\"\",IF($F$222>0,\"Ny data\",IF($F$222=\"\",\"\",0)),IF($E$222=0,IF($F$222=0,0,\"Ny data\"),($F$222-$E$222)/$E$222))","v":0}]
["Installationer \"ingen eller faste riste\" (mindre end 7 m2)","stk.",20,0,0,0,{"$f":"IF($D$223=\"\",IF($E$223>0,\"Ny data\",IF($E$223=\"\",\"\",0)),IF($D$223=0,IF($E$223=0,0,\"Ny data\"),($E$223-$D$223)/$D$223))","v":0},{"$f":"IF($E$223=\"\",IF($F$223>0,\"Ny data\",IF($F$223=\"\",\"\",0)),IF($E$223=0,IF($F$223=0,0,\"Ny data\"),($F$223-$E$223)/$E$223))","v":0}]
["Installationer \"mekaniske riste og SRO\" Miljøklasse A. (7-20 m2) - Mek/EL","stk.",20,0,0,0,{"$f":"IF($D$224=\"\",IF($E$224>0,\"Ny data\",IF($E$224=\"\",\"\",0)),IF($D$224=0,IF($E$224=0,0,\"Ny data\"),($E$224-$D$224)/$D$224))","v":0},{"$f":"IF($E$224=\"\",IF($F$224>0,\"Ny data\",IF($F$224=\"\",\"\",0)),IF($E$224=0,IF($F$224=0,0,\"Ny data\"),($F$224-$E$224)/$E$224))","v":0}]
["Installationer \"mekaniske riste og SRO\" Miljøklasse A. (7-20 m2) - SRO","stk.",10,0,0,0,{"$f":"IF($D$225=\"\",IF($E$225>0,\"Ny data\",IF($E$225=\"\",\"\",0)),IF($D$225=0,IF($E$225=0,0,\"Ny data\"),($E$225-$D$225)/$D$225))","v":0},{"$f":"IF($E$225=\"\",IF($F$225>0,\"Ny data\",IF($F$225=\"\",\"\",0)),IF($E$225=0,IF($F$225=0,0,\"Ny data\"),($F$225-$E$225)/$E$225))","v":0}]
["Installationer \"mekaniske riste og SRO\" Miljøklasse A. (20-30 m2) - Mek/EL","stk.",20,0,0,0,{"$f":"IF($D$226=\"\",IF($E$226>0,\"Ny data\",IF($E$226=\"\",\"\",0)),IF($D$226=0,IF($E$226=0,0,\"Ny data\"),($E$226-$D$226)/$D$226))","v":0},{"$f":"IF($E$226=\"\",IF($F$226>0,\"Ny data\",IF($F$226=\"\",\"\",0)),IF($E$226=0,IF($F$226=0,0,\"Ny data\"),($F$226-$E$226)/$E$226))","v":0}]
["Installationer \"mekaniske riste og SRO\" Miljøklasse A. (20-30 m2) - SRO","stk.",10,0,0,0,{"$f":"IF($D$227=\"\",IF($E$227>0,\"Ny data\",IF($E$227=\"\",\"\",0)),IF($D$227=0,IF($E$227=0,0,\"Ny data\"),($E$227-$D$227)/$D$227))","v":0},{"$f":"IF($E$227=\"\",IF($F$227>0,\"Ny data\",IF($F$227=\"\",\"\",0)),IF($E$227=0,IF($F$227=0,0,\"Ny data\"),($F$227-$E$227)/$E$227))","v":0}]
["Installationer \"mekaniske riste og SRO\" Miljøklasse B. (7-20 m2) - Mek/EL","stk.",20,0,0,0,{"$f":"IF($D$228=\"\",IF($E$228>0,\"Ny data\",IF($E$228=\"\",\"\",0)),IF($D$228=0,IF($E$228=0,0,\"Ny data\"),($E$228-$D$228)/$D$228))","v":0},{"$f":"IF($E$228=\"\",IF($F$228>0,\"Ny data\",IF($F$228=\"\",\"\",0)),IF($E$228=0,IF($F$228=0,0,\"Ny data\"),($F$228-$E$228)/$E$228))","v":0}]
["Installationer \"mekaniske riste og SRO\" Miljøklasse B. (7-20 m2) - SRO","stk.",10,0,0,0,{"$f":"IF($D$229=\"\",IF($E$229>0,\"Ny data\",IF($E$229=\"\",\"\",0)),IF($D$229=0,IF($E$229=0,0,\"Ny data\"),($E$229-$D$229)/$D$229))","v":0},{"$f":"IF($E$229=\"\",IF($F$229>0,\"Ny data\",IF($F$229=\"\",\"\",0)),IF($E$229=0,IF($F$229=0,0,\"Ny data\"),($F$229-$E$229)/$E$229))","v":0}]
["Installationer \"mekaniske riste og SRO\" Miljøklasse B. (20-30 m2) - Mek/EL","stk.",20,0,0,0,{"$f":"IF($D$230=\"\",IF($E$230>0,\"Ny data\",IF($E$230=\"\",\"\",0)),IF($D$230=0,IF($E$230=0,0,\"Ny data\"),($E$230-$D$230)/$D$230))","v":0},{"$f":"IF($E$230=\"\",IF($F$230>0,\"Ny data\",IF($F$230=\"\",\"\",0)),IF($E$230=0,IF($F$230=0,0,\"Ny data\"),($F$230-$E$230)/$E$230))","v":0}]
["Installationer \"mekaniske riste og SRO\" Miljøklasse B. (20-30 m2) - SRO","stk.",10,0,0,0,{"$f":"IF($D$231=\"\",IF($E$231>0,\"Ny data\",IF($E$231=\"\",\"\",0)),IF($D$231=0,IF($E$231=0,0,\"Ny data\"),($E$231-$D$231)/$D$231))","v":0},{"$f":"IF($E$231=\"\",IF($F$231>0,\"Ny data\",IF($F$231=\"\",\"\",0)),IF($E$231=0,IF($F$231=0,0,\"Ny data\"),($F$231-$E$231)/$E$231))","v":0}]
["Overbygning (efter beliggenhed) ","stk.",75,0,0,0,{"$f":"IF($D$232=\"\",IF($E$232>0,\"Ny data\",IF($E$232=\"\",\"\",0)),IF($D$232=0,IF($E$232=0,0,\"Ny data\"),($E$232-$D$232)/$D$232))","v":0},{"$f":"IF($E$232=\"\",IF($F$232>0,\"Ny data\",IF($F$232=\"\",\"\",0)),IF($E$232=0,IF($F$232=0,0,\"Ny data\"),($F$232-$E$232)/$E$232))","v":0}]
["Overløbsbygværker - Indre city",null,null,null,null,null,{"$f":"IF($D$233=\"\",IF($E$233>0,\"Ny data\",IF($E$233=\"\",\"\",0)),IF($D$233=0,IF($E$233=0,0,\"Ny data\"),($E$233-$D$233)/$D$233))","v":""},{"$f":"IF($E$233=\"\",IF($F$233>0,\"Ny data\",IF($F$233=\"\",\"\",0)),IF($E$233=0,IF($F$233=0,0,\"Ny data\"),($F$233-$E$233)/$E$233))","v":""}]
["Kælder (< 7 m2) ","stk.",75,0,0,0,{"$f":"IF($D$234=\"\",IF($E$234>0,\"Ny data\",IF($E$234=\"\",\"\",0)),IF($D$234=0,IF($E$234=0,0,\"Ny data\"),($E$234-$D$234)/$D$234))","v":0},{"$f":"IF($E$234=\"\",IF($F$234>0,\"Ny data\",IF($F$234=\"\",\"\",0)),IF($E$234=0,IF($F$234=0,0,\"Ny data\"),($F$234-$E$234)/$E$234))","v":0}]
["Kælder (7 - 20 m2) ","m2",75,0,0,0,{"$f":"IF($D$235=\"\",IF($E$235>0,\"Ny data\",IF($E$235=\"\",\"\",0)),IF($D$235=0,IF($E$235=0,0,\"Ny data\"),($E$235-$D$235)/$D$235))","v":0},{"$f":"IF($E$235=\"\",IF($F$235>0,\"Ny data\",IF($F$235=\"\",\"\",0)),IF($E$235=0,IF($F$235=0,0,\"Ny data\"),($F$235-$E$235)/$E$235))","v":0}]
["Kælder (20 - 30 m2)","m2",75,0,0,0,{"$f":"IF($D$236=\"\",IF($E$236>0,\"Ny data\",IF($E$236=\"\",\"\",0)),IF($D$236=0,IF($E$236=0,0,\"Ny data\"),($E$236-$D$236)/$D$236))","v":0},{"$f":"IF($E$236=\"\",IF($F$236>0,\"Ny data\",IF($F$236=\"\",\"\",0)),IF($E$236=0,IF($F$236=0,0,\"Ny data\"),($F$236-$E$236)/$E$236))","v":0}]
["Installationer \"ingen eller faste riste\" (mindre end 7 m2)","stk.",20,0,0,0,{"$f":"IF($D$237=\"\",IF($E$237>0,\"Ny data\",IF($E$237=\"\",\"\",0)),IF($D$237=0,IF($E$237=0,0,\"Ny data\"),($E$237-$D$237)/$D$237))","v":0},{"$f":"IF($E$237=\"\",IF($F$237>0,\"Ny data\",IF($F$237=\"\",\"\",0)),IF($E$237=0,IF($F$237=0,0,\"Ny data\"),($F$237-$E$237)/$E$237))","v":0}]
["Installationer \"mekaniske riste og SRO\" Miljøklasse A. (7-20 m2) - Mek/EL","stk.",20,0,0,0,{"$f":"IF($D$238=\"\",IF($E$238>0,\"Ny data\",IF($E$238=\"\",\"\",0)),IF($D$238=0,IF($E$238=0,0,\"Ny data\"),($E$238-$D$238)/$D$238))","v":0},{"$f":"IF($E$238=\"\",IF($F$238>0,\"Ny data\",IF($F$238=\"\",\"\",0)),IF($E$238=0,IF($F$238=0,0,\"Ny data\"),($F$238-$E$238)/$E$238))","v":0}]
["Installationer \"mekaniske riste og SRO\" Miljøklasse A. (7-20 m2) - SRO","stk.",10,0,0,0,{"$f":"IF($D$239=\"\",IF($E$239>0,\"Ny data\",IF($E$239=\"\",\"\",0)),IF($D$239=0,IF($E$239=0,0,\"Ny data\"),($E$239-$D$239)/$D$239))","v":0},{"$f":"IF($E$239=\"\",IF($F$239>0,\"Ny data\",IF($F$239=\"\",\"\",0)),IF($E$239=0,IF($F$239=0,0,\"Ny data\"),($F$239-$E$239)/$E$239))","v":0}]
["Installationer \"mekaniske riste og SRO\" Miljøklasse A. (20-30 m2) - Mek/EL","stk.",20,0,0,0,{"$f":"IF($D$240=\"\",IF($E$240>0,\"Ny data\",IF($E$240=\"\",\"\",0)),IF($D$240=0,IF($E$240=0,0,\"Ny data\"),($E$240-$D$240)/$D$240))","v":0},{"$f":"IF($E$240=\"\",IF($F$240>0,\"Ny data\",IF($F$240=\"\",\"\",0)),IF($E$240=0,IF($F$240=0,0,\"Ny data\"),($F$240-$E$240)/$E$240))","v":0}]
["Installationer \"mekaniske riste og SRO\" Miljøklasse A. (20-30 m2) - SRO","stk.",10,0,0,0,{"$f":"IF($D$241=\"\",IF($E$241>0,\"Ny data\",IF($E$241=\"\",\"\",0)),IF($D$241=0,IF($E$241=0,0,\"Ny data\"),($E$241-$D$241)/$D$241))","v":0},{"$f":"IF($E$241=\"\",IF($F$241>0,\"Ny data\",IF($F$241=\"\",\"\",0)),IF($E$241=0,IF($F$241=0,0,\"Ny data\"),($F$241-$E$241)/$E$241))","v":0}]
["Installationer \"mekaniske riste og SRO\" Miljøklasse B. (7-20 m2) - Mek/EL","stk.",20,0,0,0,{"$f":"IF($D$242=\"\",IF($E$242>0,\"Ny data\",IF($E$242=\"\",\"\",0)),IF($D$242=0,IF($E$242=0,0,\"Ny data\"),($E$242-$D$242)/$D$242))","v":0},{"$f":"IF($E$242=\"\",IF($F$242>0,\"Ny data\",IF($F$242=\"\",\"\",0)),IF($E$242=0,IF($F$242=0,0,\"Ny data\"),($F$242-$E$242)/$E$242))","v":0}]
["Installationer \"mekaniske riste og SRO\" Miljøklasse B. (7-20 m2) - SRO","stk.",10,0,0,0,{"$f":"IF($D$243=\"\",IF($E$243>0,\"Ny data\",IF($E$243=\"\",\"\",0)),IF($D$243=0,IF($E$243=0,0,\"Ny data\"),($E$243-$D$243)/$D$243))","v":0},{"$f":"IF($E$243=\"\",IF($F$243>0,\"Ny data\",IF($F$243=\"\",\"\",0)),IF($E$243=0,IF($F$243=0,0,\"Ny data\"),($F$243-$E$243)/$E$243))","v":0}]
["Installationer \"mekaniske riste og SRO\" Miljøklasse B. (20-30 m2) - Mek/EL","stk.",20,0,0,0,{"$f":"IF($D$244=\"\",IF($E$244>0,\"Ny data\",IF($E$244=\"\",\"\",0)),IF($D$244=0,IF($E$244=0,0,\"Ny data\"),($E$244-$D$244)/$D$244))","v":0},{"$f":"IF($E$244=\"\",IF($F$244>0,\"Ny data\",IF($F$244=\"\",\"\",0)),IF($E$244=0,IF($F$244=0,0,\"Ny data\"),($F$244-$E$244)/$E$244))","v":0}]
["Installationer \"mekaniske riste og SRO\" Miljøklasse B. (20-30 m2) - SRO","stk.",10,0,0,0,{"$f":"IF($D$245=\"\",IF($E$245>0,\"Ny data\",IF($E$245=\"\",\"\",0)),IF($D$245=0,IF($E$245=0,0,\"Ny data\"),($E$245-$D$245)/$D$245))","v":0},{"$f":"IF($E$245=\"\",IF($F$245>0,\"Ny data\",IF($F$245=\"\",\"\",0)),IF($E$245=0,IF($F$245=0,0,\"Ny data\"),($F$245-$E$245)/$E$245))","v":0}]
["Overbygning","stk.",75,0,0,0,{"$f":"IF($D$246=\"\",IF($E$246>0,\"Ny data\",IF($E$246=\"\",\"\",0)),IF($D$246=0,IF($E$246=0,0,\"Ny data\"),($E$246-$D$246)/$D$246))","v":0},{"$f":"IF($E$246=\"\",IF($F$246>0,\"Ny data\",IF($F$246=\"\",\"\",0)),IF($E$246=0,IF($F$246=0,0,\"Ny data\"),($F$246-$E$246)/$E$246))","v":0}]
["Forsinkelsesbassiner - Land",null,null,null,null,null,{"$f":"IF($D$247=\"\",IF($E$247>0,\"Ny data\",IF($E$247=\"\",\"\",0)),IF($D$247=0,IF($E$247=0,0,\"Ny data\"),($E$247-$D$247)/$D$247))","v":""},{"$f":"IF($E$247=\"\",IF($F$247>0,\"Ny data\",IF($F$247=\"\",\"\",0)),IF($E$247=0,IF($F$247=0,0,\"Ny data\"),($F$247-$E$247)/$E$247))","v":""}]
["Forsinkelsesbassiner, lukkede uden automatisk rensning og SRO Miljøklasse B (mindre end 1.000 m3)","m³",50,0,0,0,{"$f":"IF($D$248=\"\",IF($E$248>0,\"Ny data\",IF($E$248=\"\",\"\",0)),IF($D$248=0,IF($E$248=0,0,\"Ny data\"),($E$248-$D$248)/$D$248))","v":0},{"$f":"IF($E$248=\"\",IF($F$248>0,\"Ny data\",IF($F$248=\"\",\"\",0)),IF($E$248=0,IF($F$248=0,0,\"Ny data\"),($F$248-$E$248)/$E$248))","v":0}]
["Forsinkelsesbassiner, lukkede med automatisk rensning og SRO Miljøklasse A (500-1.000 m3) - Konstruktioner","m³",75,0,0,0,{"$f":"IF($D$249=\"\",IF($E$249>0,\"Ny data\",IF($E$249=\"\",\"\",0)),IF($D$249=0,IF($E$249=0,0,\"Ny data\"),($E$249-$D$249)/$D$249))","v":0},{"$f":"IF($E$249=\"\",IF($F$249>0,\"Ny data\",IF($F$249=\"\",\"\",0)),IF($E$249=0,IF($F$249=0,0,\"Ny data\"),($F$249-$E$249)/$E$249))","v":0}]
["Forsinkelsesbassiner, lukkede med automatisk rensning og SRO Miljøklasse A (500-1.000 m3) - Mek/EL","m³",20,0,0,0,{"$f":"IF($D$250=\"\",IF($E$250>0,\"Ny data\",IF($E$250=\"\",\"\",0)),IF($D$250=0,IF($E$250=0,0,\"Ny data\"),($E$250-$D$250)/$D$250))","v":0},{"$f":"IF($E$250=\"\",IF($F$250>0,\"Ny data\",IF($F$250=\"\",\"\",0)),IF($E$250=0,IF($F$250=0,0,\"Ny data\"),($F$250-$E$250)/$E$250))","v":0}]
["Forsinkelsesbassiner, lukkede med automatisk rensning og SRO Miljøklasse A (500-1.000 m3) - SRO ","m³",10,0,0,0,{"$f":"IF($D$251=\"\",IF($E$251>0,\"Ny data\",IF($E$251=\"\",\"\",0)),IF($D$251=0,IF($E$251=0,0,\"Ny data\"),($E$251-$D$251)/$D$251))","v":0},{"$f":"IF($E$251=\"\",IF($F$251>0,\"Ny data\",IF($F$251=\"\",\"\",0)),IF($E$251=0,IF($F$251=0,0,\"Ny data\"),($F$251-$E$251)/$E$251))","v":0}]
["Forsinkelsesbassiner, lukkede med automatisk rensning og SRO Miljøklasse A (1.000-3.000 m3) - Konstruktioner","m³",75,0,0,0,{"$f":"IF($D$252=\"\",IF($E$252>0,\"Ny data\",IF($E$252=\"\",\"\",0)),IF($D$252=0,IF($E$252=0,0,\"Ny data\"),($E$252-$D$252)/$D$252))","v":0},{"$f":"IF($E$252=\"\",IF($F$252>0,\"Ny data\",IF($F$252=\"\",\"\",0)),IF($E$252=0,IF($F$252=0,0,\"Ny data\"),($F$252-$E$252)/$E$252))","v":0}]
["Forsinkelsesbassiner, lukkede med automatisk rensning og SRO Miljøklasse A (1.000-3.000 m3) - Mek/EL","m³",20,0,0,0,{"$f":"IF($D$253=\"\",IF($E$253>0,\"Ny data\",IF($E$253=\"\",\"\",0)),IF($D$253=0,IF($E$253=0,0,\"Ny data\"),($E$253-$D$253)/$D$253))","v":0},{"$f":"IF($E$253=\"\",IF($F$253>0,\"Ny data\",IF($F$253=\"\",\"\",0)),IF($E$253=0,IF($F$253=0,0,\"Ny data\"),($F$253-$E$253)/$E$253))","v":0}]
["Forsinkelsesbassiner, lukkede med automatisk rensning og SRO Miljøklasse A (1.000-3.000 m3) - SRO","m³",10,0,0,0,{"$f":"IF($D$254=\"\",IF($E$254>0,\"Ny data\",IF($E$254=\"\",\"\",0)),IF($D$254=0,IF($E$254=0,0,\"Ny data\"),($E$254-$D$254)/$D$254))","v":0},{"$f":"IF($E$254=\"\",IF($F$254>0,\"Ny data\",IF($F$254=\"\",\"\",0)),IF($E$254=0,IF($F$254=0,0,\"Ny data\"),($F$254-$E$254)/$E$254))","v":0}]
["Forsinkelsesbassiner, lukkede med automatisk rensning og SRO Miljøklasse A (5.000-10.000 m3) - Konstruktionre","m³",75,0,0,0,{"$f":"IF($D$255=\"\",IF($E$255>0,\"Ny data\",IF($E$255=\"\",\"\",0)),IF($D$255=0,IF($E$255=0,0,\"Ny data\"),($E$255-$D$255)/$D$255))","v":0},{"$f":"IF($E$255=\"\",IF($F$255>0,\"Ny data\",IF($F$255=\"\",\"\",0)),IF($E$255=0,IF($F$255=0,0,\"Ny data\"),($F$255-$E$255)/$E$255))","v":0}]
["Forsinkelsesbassiner, lukkede med automatisk rensning og SRO Miljøklasse A (5.000-10.000 m3) - Mek/EL","m³",20,0,0,0,{"$f":"IF($D$256=\"\",IF($E$256>0,\"Ny data\",IF($E$256=\"\",\"\",0)),IF($D$256=0,IF($E$256=0,0,\"Ny data\"),($E$256-$D$256)/$D$256))","v":0},{"$f":"IF($E$256=\"\",IF($F$256>0,\"Ny data\",IF($F$256=\"\",\"\",0)),IF($E$256=0,IF($F$256=0,0,\"Ny data\"),($F$256-$E$256)/$E$256))","v":0}]
["Forsinkelsesbassiner, lukkede med automatisk rensning og SRO Miljøklasse A (5.000-10.000 m3) - SRO","m³",10,0,0,0,{"$f":"IF($D$257=\"\",IF($E$257>0,\"Ny data\",IF($E$257=\"\",\"\",0)),IF($D$257=0,IF($E$257=0,0,\"Ny data\"),($E$257-$D$257)/$D$257))","v":0},{"$f":"IF($E$257=\"\",IF($F$257>0,\"Ny data\",IF($F$257=\"\",\"\",0)),IF($E$257=0,IF($F$257=0,0,\"Ny data\"),($F$257-$E$257)/$E$257))","v":0}]
["Forsinkelsesbassiner, lukkede med automatisk rensning og SRO Miljøklasse A (større end 10.000 m3) - Konstruktioner","m³",75,0,0,0,{"$f":"IF($D$258=\"\",IF($E$258>0,\"Ny data\",IF($E$258=\"\",\"\",0)),IF($D$258=0,IF($E$258=0,0,\"Ny data\"),($E$258-$D$258)/$D$258))","v":0},{"$f":"IF($E$258=\"\",IF($F$258>0,\"Ny data\",IF($F$258=\"\",\"\",0)),IF($E$258=0,IF($F$258=0,0,\"Ny data\"),($F$258-$E$258)/$E$258))","v":0}]
["Forsinkelsesbassiner, lukkede med automatisk rensning og SRO Miljøklasse A (større end 10.000 m3) - Mek/EL","m³",20,0,0,0,{"$f":"IF($D$259=\"\",IF($E$259>0,\"Ny data\",IF($E$259=\"\",\"\",0)),IF($D$259=0,IF($E$259=0,0,\"Ny data\"),($E$259-$D$259)/$D$259))","v":0},{"$f":"IF($E$259=\"\",IF($F$259>0,\"Ny data\",IF($F$259=\"\",\"\",0)),IF($E$259=0,IF($F$259=0,0,\"Ny data\"),($F$259-$E$259)/$E$259))","v":0}]
["Forsinkelsesbassiner, lukkede med automatisk rensning og SRO Miljøklasse A (større end 10.000 m3) - SRO","m³",10,0,0,0,{"$f":"IF($D$260=\"\",IF($E$260>0,\"Ny data\",IF($E$260=\"\",\"\",0)),IF($D$260=0,IF($E$260=0,0,\"Ny data\"),($E$260-$D$260)/$D$260))","v":0},{"$f":"IF($E$260=\"\",IF($F$260>0,\"Ny data\",IF($F$260=\"\",\"\",0)),IF($E$260=0,IF($F$260=0,0,\"Ny data\"),($F$260-$E$260)/$E$260))","v":0}]
["Forsinkelsesbassiner - By",null,null,null,null,null,{"$f":"IF($D$261=\"\",IF($E$261>0,\"Ny data\",IF($E$261=\"\",\"\",0)),IF($D$261=0,IF($E$261=0,0,\"Ny data\"),($E$261-$D$261)/$D$261))","v":""},{"$f":"IF($E$261=\"\",IF($F$261>0,\"Ny data\",IF($F$261=\"\",\"\",0)),IF($E$261=0,IF($F$261=0,0,\"Ny data\"),($F$261-$E$261)/$E$261))","v":""}]
["Forsinkelsesbassiner, lukkede uden automatisk rensning og SRO Miljøklasse B (mindre end 1.000 m3)","m³",50,0,0,0,{"$f":"IF($D$262=\"\",IF($E$262>0,\"Ny data\",IF($E$262=\"\",\"\",0)),IF($D$262=0,IF($E$262=0,0,\"Ny data\"),($E$262-$D$262)/$D$262))","v":0},{"$f":"IF($E$262=\"\",IF($F$262>0,\"Ny data\",IF($F$262=\"\",\"\",0)),IF($E$262=0,IF($F$262=0,0,\"Ny data\"),($F$262-$E$262)/$E$262))","v":0}]
["Forsinkelsesbassiner, lukkede med automatisk rensning og SRO Miljøklasse A (500-1.000 m3) - Konstruktioner","m³",75,0,0,0,{"$f":"IF($D$263=\"\",IF($E$263>0,\"Ny data\",IF($E$263=\"\",\"\",0)),IF($D$263=0,IF($E$263=0,0,\"Ny data\"),($E$263-$D$263)/$D$263))","v":0},{"$f":"IF($E$263=\"\",IF($F$263>0,\"Ny data\",IF($F$263=\"\",\"\",0)),IF($E$263=0,IF($F$263=0,0,\"Ny data\"),($F$263-$E$263)/$E$263))","v":0}]
["Forsinkelsesbassiner, lukkede med automatisk rensning og SRO Miljøklasse A (500-1.000 m3) - Mek/EL","m³",20,0,0,0,{"$f":"IF($D$264=\"\",IF($E$264>0,\"Ny data\",IF($E$264=\"\",\"\",0)),IF($D$264=0,IF($E$264=0,0,\"Ny data\"),($E$264-$D$264)/$D$264))","v":0},{"$f":"IF($E$264=\"\",IF($F$264>0,\"Ny data\",IF($F$264=\"\",\"\",0)),IF($E$264=0,IF($F$264=0,0,\"Ny data\"),($F$264-$E$264)/$E$264))","v":0}]
["Forsinkelsesbassiner, lukkede med automatisk rensning og SRO Miljøklasse A (500-1.000 m3) - SRO ","m³",10,0,0,0,{"$f":"IF($D$265=\"\",IF($E$265>0,\"Ny data\",IF($E$265=\"\",\"\",0)),IF($D$265=0,IF($E$265=0,0,\"Ny data\"),($E$265-$D$265)/$D$265))","v":0},{"$f":"IF($E$265=\"\",IF($F$265>0,\"Ny data\",IF($F$265=\"\",\"\",0)),IF($E$265=0,IF($F$265=0,0,\"Ny data\"),($F$265-$E$265)/$E$265))","v":0}]
["Forsinkelsesbassiner, lukkede med automatisk rensning og SRO Miljøklasse A (1.000-3.000 m3) - Konstruktioner","m³",75,0,0,0,{"$f":"IF($D$266=\"\",IF($E$266>0,\"Ny data\",IF($E$266=\"\",\"\",0)),IF($D$266=0,IF($E$266=0,0,\"Ny data\"),($E$266-$D$266)/$D$266))","v":0},{"$f":"IF($E$266=\"\",IF($F$266>0,\"Ny data\",IF($F$266=\"\",\"\",0)),IF($E$266=0,IF($F$266=0,0,\"Ny data\"),($F$266-$E$266)/$E$266))","v":0}]
["Forsinkelsesbassiner, lukkede med automatisk rensning og SRO Miljøklasse A (1.000-3.000 m3) - Mek/EL","m³",20,0,0,0,{"$f":"IF($D$267=\"\",IF($E$267>0,\"Ny data\",IF($E$267=\"\",\"\",0)),IF($D$267=0,IF($E$267=0,0,\"Ny data\"),($E$267-$D$267)/$D$267))","v":0},{"$f":"IF($E$267=\"\",IF($F$267>0,\"Ny data\",IF($F$267=\"\",\"\",0)),IF($E$267=0,IF($F$267=0,0,\"Ny data\"),($F$267-$E$267)/$E$267))","v":0}]
["Forsinkelsesbassiner, lukkede med automatisk rensning og SRO Miljøklasse A (1.000-3.000 m3) - SRO","m³",10,0,0,0,{"$f":"IF($D$268=\"\",IF($E$268>0,\"Ny data\",IF($E$268=\"\",\"\",0)),IF($D$268=0,IF($E$268=0,0,\"Ny data\"),($E$268-$D$268)/$D$268))","v":0},{"$f":"IF($E$268=\"\",IF($F$268>0,\"Ny data\",IF($F$268=\"\",\"\",0)),IF($E$268=0,IF($F$268=0,0,\"Ny data\"),($F$268-$E$268)/$E$268))","v":0}]
["Forsinkelsesbassiner, lukkede med automatisk rensning og SRO Miljøklasse A (5.000-10.000 m3) - Konstruktionre","m³",75,0,0,0,{"$f":"IF($D$269=\"\",IF($E$269>0,\"Ny data\",IF($E$269=\"\",\"\",0)),IF($D$269=0,IF($E$269=0,0,\"Ny data\"),($E$269-$D$269)/$D$269))","v":0},{"$f":"IF($E$269=\"\",IF($F$269>0,\"Ny data\",IF($F$269=\"\",\"\",0)),IF($E$269=0,IF($F$269=0,0,\"Ny data\"),($F$269-$E$269)/$E$269))","v":0}]
["Forsinkelsesbassiner, lukkede med automatisk rensning og SRO Miljøklasse A (5.000-10.000 m3) - Mek/EL","m³",20,0,0,0,{"$f":"IF($D$270=\"\",IF($E$270>0,\"Ny data\",IF($E$270=\"\",\"\",0)),IF($D$270=0,IF($E$270=0,0,\"Ny data\"),($E$270-$D$270)/$D$270))","v":0},{"$f":"IF($E$270=\"\",IF($F$270>0,\"Ny data\",IF($F$270=\"\",\"\",0)),IF($E$270=0,IF($F$270=0,0,\"Ny data\"),($F$270-$E$270)/$E$270))","v":0}]
["Forsinkelsesbassiner, lukkede med automatisk rensning og SRO Miljøklasse A (5.000-10.000 m3) - SRO","m³",10,0,0,0,{"$f":"IF($D$271=\"\",IF($E$271>0,\"Ny data\",IF($E$271=\"\",\"\",0)),IF($D$271=0,IF($E$271=0,0,\"Ny data\"),($E$271-$D$271)/$D$271))","v":0},{"$f":"IF($E$271=\"\",IF($F$271>0,\"Ny data\",IF($F$271=\"\",\"\",0)),IF($E$271=0,IF($F$271=0,0,\"Ny data\"),($F$271-$E$271)/$E$271))","v":0}]
["Forsinkelsesbassiner, lukkede med automatisk rensning og SRO Miljøklasse A (større end 10.000 m3) - Konstruktioner","m³",75,0,0,0,{"$f":"IF($D$272=\"\",IF($E$272>0,\"Ny data\",IF($E$272=\"\",\"\",0)),IF($D$272=0,IF($E$272=0,0,\"Ny data\"),($E$272-$D$272)/$D$272))","v":0},{"$f":"IF($E$272=\"\",IF($F$272>0,\"Ny data\",IF($F$272=\"\",\"\",0)),IF($E$272=0,IF($F$272=0,0,\"Ny data\"),($F$272-$E$272)/$E$272))","v":0}]
["Forsinkelsesbassiner, lukkede med automatisk rensning og SRO Miljøklasse A (større end 10.000 m3) - Mek/EL","m³",20,0,0,0,{"$f":"IF($D$273=\"\",IF($E$273>0,\"Ny data\",IF($E$273=\"\",\"\",0)),IF($D$273=0,IF($E$273=0,0,\"Ny data\"),($E$273-$D$273)/$D$273))","v":0},{"$f":"IF($E$273=\"\",IF($F$273>0,\"Ny data\",IF($F$273=\"\",\"\",0)),IF($E$273=0,IF($F$273=0,0,\"Ny data\"),($F$273-$E$273)/$E$273))","v":0}]
["Forsinkelsesbassiner, lukkede med automatisk rensning og SRO Miljøklasse A (større end 10.000 m3) - SRO","m³",10,0,0,0,{"$f":"IF($D$274=\"\",IF($E$274>0,\"Ny data\",IF($E$274=\"\",\"\",0)),IF($D$274=0,IF($E$274=0,0,\"Ny data\"),($E$274-$D$274)/$D$274))","v":0},{"$f":"IF($E$274=\"\",IF($F$274>0,\"Ny data\",IF($F$274=\"\",\"\",0)),IF($E$274=0,IF($F$274=0,0,\"Ny data\"),($F$274-$E$274)/$E$274))","v":0}]
["Forsinkelsesbassiner - City",null,null,null,null,null,{"$f":"IF($D$275=\"\",IF($E$275>0,\"Ny data\",IF($E$275=\"\",\"\",0)),IF($D$275=0,IF($E$275=0,0,\"Ny data\"),($E$275-$D$275)/$D$275))","v":""},{"$f":"IF($E$275=\"\",IF($F$275>0,\"Ny data\",IF($F$275=\"\",\"\",0)),IF($E$275=0,IF($F$275=0,0,\"Ny data\"),($F$275-$E$275)/$E$275))","v":""}]
["Forsinkelsesbassiner, lukkede uden automatisk rensning og SRO Miljøklasse B (mindre end 1.000 m3)","m³",50,0,0,0,{"$f":"IF($D$276=\"\",IF($E$276>0,\"Ny data\",IF($E$276=\"\",\"\",0)),IF($D$276=0,IF($E$276=0,0,\"Ny data\"),($E$276-$D$276)/$D$276))","v":0},{"$f":"IF($E$276=\"\",IF($F$276>0,\"Ny data\",IF($F$276=\"\",\"\",0)),IF($E$276=0,IF($F$276=0,0,\"Ny data\"),($F$276-$E$276)/$E$276))","v":0}]
["Forsinkelsesbassiner, lukkede med automatisk rensning og SRO Miljøklasse A (500-1.000 m3) - Konstruktioner","m³",75,0,0,0,{"$f":"IF($D$277=\"\",IF($E$277>0,\"Ny data\",IF($E$277=\"\",\"\",0)),IF($D$277=0,IF($E$277=0,0,\"Ny data\"),($E$277-$D$277)/$D$277))","v":0},{"$f":"IF($E$277=\"\",IF($F$277>0,\"Ny data\",IF($F$277=\"\",\"\",0)),IF($E$277=0,IF($F$277=0,0,\"Ny data\"),($F$277-$E$277)/$E$277))","v":0}]
["Forsinkelsesbassiner, lukkede med automatisk rensning og SRO Miljøklasse A (500-1.000 m3) - Mek/EL","m³",20,0,0,0,{"$f":"IF($D$278=\"\",IF($E$278>0,\"Ny data\",IF($E$278=\"\",\"\",0)),IF($D$278=0,IF($E$278=0,0,\"Ny data\"),($E$278-$D$278)/$D$278))","v":0},{"$f":"IF($E$278=\"\",IF($F$278>0,\"Ny data\",IF($F$278=\"\",\"\",0)),IF($E$278=0,IF($F$278=0,0,\"Ny data\"),($F$278-$E$278)/$E$278))","v":0}]
["Forsinkelsesbassiner, lukkede med automatisk rensning og SRO Miljøklasse A (500-1.000 m3) - SRO ","m³",10,0,0,0,{"$f":"IF($D$279=\"\",IF($E$279>0,\"Ny data\",IF($E$279=\"\",\"\",0)),IF($D$279=0,IF($E$279=0,0,\"Ny data\"),($E$279-$D$279)/$D$279))","v":0},{"$f":"IF($E$279=\"\",IF($F$279>0,\"Ny data\",IF($F$279=\"\",\"\",0)),IF($E$279=0,IF($F$279=0,0,\"Ny data\"),($F$279-$E$279)/$E$279))","v":0}]
["Forsinkelsesbassiner, lukkede med automatisk rensning og SRO Miljøklasse A (1.000-3.000 m3) - Konstruktioner","m³",75,0,0,0,{"$f":"IF($D$280=\"\",IF($E$280>0,\"Ny data\",IF($E$280=\"\",\"\",0)),IF($D$280=0,IF($E$280=0,0,\"Ny data\"),($E$280-$D$280)/$D$280))","v":0},{"$f":"IF($E$280=\"\",IF($F$280>0,\"Ny data\",IF($F$280=\"\",\"\",0)),IF($E$280=0,IF($F$280=0,0,\"Ny data\"),($F$280-$E$280)/$E$280))","v":0}]
["Forsinkelsesbassiner, lukkede med automatisk rensning og SRO Miljøklasse A (1.000-3.000 m3) - Mek/EL","m³",20,0,0,0,{"$f":"IF($D$281=\"\",IF($E$281>0,\"Ny data\",IF($E$281=\"\",\"\",0)),IF($D$281=0,IF($E$281=0,0,\"Ny data\"),($E$281-$D$281)/$D$281))","v":0},{"$f":"IF($E$281=\"\",IF($F$281>0,\"Ny data\",IF($F$281=\"\",\"\",0)),IF($E$281=0,IF($F$281=0,0,\"Ny data\"),($F$281-$E$281)/$E$281))","v":0}]
["Forsinkelsesbassiner, lukkede med automatisk rensning og SRO Miljøklasse A (1.000-3.000 m3) - SRO","m³",10,0,0,0,{"$f":"IF($D$282=\"\",IF($E$282>0,\"Ny data\",IF($E$282=\"\",\"\",0)),IF($D$282=0,IF($E$282=0,0,\"Ny data\"),($E$282-$D$282)/$D$282))","v":0},{"$f":"IF($E$282=\"\",IF($F$282>0,\"Ny data\",IF($F$282=\"\",\"\",0)),IF($E$282=0,IF($F$282=0,0,\"Ny data\"),($F$282-$E$282)/$E$282))","v":0}]
["Forsinkelsesbassiner, lukkede med automatisk rensning og SRO Miljøklasse A (5.000-10.000 m3) - Konstruktionre","m³",75,0,0,0,{"$f":"IF($D$283=\"\",IF($E$283>0,\"Ny data\",IF($E$283=\"\",\"\",0)),IF($D$283=0,IF($E$283=0,0,\"Ny data\"),($E$283-$D$283)/$D$283))","v":0},{"$f":"IF($E$283=\"\",IF($F$283>0,\"Ny data\",IF($F$283=\"\",\"\",0)),IF($E$283=0,IF($F$283=0,0,\"Ny data\"),($F$283-$E$283)/$E$283))","v":0}]
["Forsinkelsesbassiner, lukkede med automatisk rensning og SRO Miljøklasse A (5.000-10.000 m3) - Mek/EL","m³",20,0,0,0,{"$f":"IF($D$284=\"\",IF($E$284>0,\"Ny data\",IF($E$284=\"\",\"\",0)),IF($D$284=0,IF($E$284=0,0,\"Ny data\"),($E$284-$D$284)/$D$284))","v":0},{"$f":"IF($E$284=\"\",IF($F$284>0,\"Ny data\",IF($F$284=\"\",\"\",0)),IF($E$284=0,IF($F$284=0,0,\"Ny data\"),($F$284-$E$284)/$E$284))","v":0}]
["Forsinkelsesbassiner, lukkede med automatisk rensning og SRO Miljøklasse A (5.000-10.000 m3) - SRO","m³",10,0,0,0,{"$f":"IF($D$285=\"\",IF($E$285>0,\"Ny data\",IF($E$285=\"\",\"\",0)),IF($D$285=0,IF($E$285=0,0,\"Ny data\"),($E$285-$D$285)/$D$285))","v":0},{"$f":"IF($E$285=\"\",IF($F$285>0,\"Ny data\",IF($F$285=\"\",\"\",0)),IF($E$285=0,IF($F$285=0,0,\"Ny data\"),($F$285-$E$285)/$E$285))","v":0}]
["Forsinkelsesbassiner, lukkede med automatisk rensning og SRO Miljøklasse A (større end 10.000 m3) - Konstruktioner","m³",75,0,0,0,{"$f":"IF($D$286=\"\",IF($E$286>0,\"Ny data\",IF($E$286=\"\",\"\",0)),IF($D$286=0,IF($E$286=0,0,\"Ny data\"),($E$286-$D$286)/$D$286))","v":0},{"$f":"IF($E$286=\"\",IF($F$286>0,\"Ny data\",IF($F$286=\"\",\"\",0)),IF($E$286=0,IF($F$286=0,0,\"Ny data\"),($F$286-$E$286)/$E$286))","v":0}]
["Forsinkelsesbassiner, lukkede med automatisk rensning og SRO Miljøklasse A (større end 10.000 m3) - Mek/EL","m³",20,0,0,0,{"$f":"IF($D$287=\"\",IF($E$287>0,\"Ny data\",IF($E$287=\"\",\"\",0)),IF($D$287=0,IF($E$287=0,0,\"Ny data\"),($E$287-$D$287)/$D$287))","v":0},{"$f":"IF($E$287=\"\",IF($F$287>0,\"Ny data\",IF($F$287=\"\",\"\",0)),IF($E$287=0,IF($F$287=0,0,\"Ny data\"),($F$287-$E$287)/$E$287))","v":0}]
["Forsinkelsesbassiner, lukkede med automatisk rensning og SRO Miljøklasse A (større end 10.000 m3) - SRO","m³",10,0,0,0,{"$f":"IF($D$288=\"\",IF($E$288>0,\"Ny data\",IF($E$288=\"\",\"\",0)),IF($D$288=0,IF($E$288=0,0,\"Ny data\"),($E$288-$D$288)/$D$288))","v":0},{"$f":"IF($E$288=\"\",IF($F$288>0,\"Ny data\",IF($F$288=\"\",\"\",0)),IF($E$288=0,IF($F$288=0,0,\"Ny data\"),($F$288-$E$288)/$E$288))","v":0}]
["Forsinkelsesbassiner - Indre city",null,null,null,null,null,{"$f":"IF($D$289=\"\",IF($E$289>0,\"Ny data\",IF($E$289=\"\",\"\",0)),IF($D$289=0,IF($E$289=0,0,\"Ny data\"),($E$289-$D$289)/$D$289))","v":""},{"$f":"IF($E$289=\"\",IF($F$289>0,\"Ny data\",IF($F$289=\"\",\"\",0)),IF($E$289=0,IF($F$289=0,0,\"Ny data\"),($F$289-$E$289)/$E$289))","v":""}]
["Forsinkelsesbassiner, lukkede uden automatisk rensning og SRO Miljøklasse B (mindre end 1.000 m3)","m³",50,0,0,0,{"$f":"IF($D$290=\"\",IF($E$290>0,\"Ny data\",IF($E$290=\"\",\"\",0)),IF($D$290=0,IF($E$290=0,0,\"Ny data\"),($E$290-$D$290)/$D$290))","v":0},{"$f":"IF($E$290=\"\",IF($F$290>0,\"Ny data\",IF($F$290=\"\",\"\",0)),IF($E$290=0,IF($F$290=0,0,\"Ny data\"),($F$290-$E$290)/$E$290))","v":0}]
["Forsinkelsesbassiner, lukkede med automatisk rensning og SRO Miljøklasse A (500-1.000 m3) - Konstruktioner","m³",75,0,0,0,{"$f":"IF($D$291=\"\",IF($E$291>0,\"Ny data\",IF($E$291=\"\",\"\",0)),IF($D$291=0,IF($E$291=0,0,\"Ny data\"),($E$291-$D$291)/$D$291))","v":0},{"$f":"IF($E$291=\"\",IF($F$291>0,\"Ny data\",IF($F$291=\"\",\"\",0)),IF($E$291=0,IF($F$291=0,0,\"Ny data\"),($F$291-$E$291)/$E$291))","v":0}]
["Forsinkelsesbassiner, lukkede med automatisk rensning og SRO Miljøklasse A (500-1.000 m3) - Mek/EL","m³",20,0,0,0,{"$f":"IF($D$292=\"\",IF($E$292>0,\"Ny data\",IF($E$292=\"\",\"\",0)),IF($D$292=0,IF($E$292=0,0,\"Ny data\"),($E$292-$D$292)/$D$292))","v":0},{"$f":"IF($E$292=\"\",IF($F$292>0,\"Ny data\",IF($F$292=\"\",\"\",0)),IF($E$292=0,IF($F$292=0,0,\"Ny data\"),($F$292-$E$292)/$E$292))","v":0}]
["Forsinkelsesbassiner, lukkede med automatisk rensning og SRO Miljøklasse A (500-1.000 m3) - SRO ","m³",10,0,0,0,{"$f":"IF($D$293=\"\",IF($E$293>0,\"Ny data\",IF($E$293=\"\",\"\",0)),IF($D$293=0,IF($E$293=0,0,\"Ny data\"),($E$293-$D$293)/$D$293))","v":0},{"$f":"IF($E$293=\"\",IF($F$293>0,\"Ny data\",IF($F$293=\"\",\"\",0)),IF($E$293=0,IF($F$293=0,0,\"Ny data\"),($F$293-$E$293)/$E$293))","v":0}]
["Forsinkelsesbassiner, lukkede med automatisk rensning og SRO Miljøklasse A (1.000-3.000 m3) - Konstruktioner","m³",75,0,0,0,{"$f":"IF($D$294=\"\",IF($E$294>0,\"Ny data\",IF($E$294=\"\",\"\",0)),IF($D$294=0,IF($E$294=0,0,\"Ny data\"),($E$294-$D$294)/$D$294))","v":0},{"$f":"IF($E$294=\"\",IF($F$294>0,\"Ny data\",IF($F$294=\"\",\"\",0)),IF($E$294=0,IF($F$294=0,0,\"Ny data\"),($F$294-$E$294)/$E$294))","v":0}]
["Forsinkelsesbassiner, lukkede med automatisk rensning og SRO Miljøklasse A (1.000-3.000 m3) - Mek/EL","m³",20,0,0,0,{"$f":"IF($D$295=\"\",IF($E$295>0,\"Ny data\",IF($E$295=\"\",\"\",0)),IF($D$295=0,IF($E$295=0,0,\"Ny data\"),($E$295-$D$295)/$D$295))","v":0},{"$f":"IF($E$295=\"\",IF($F$295>0,\"Ny data\",IF($F$295=\"\",\"\",0)),IF($E$295=0,IF($F$295=0,0,\"Ny data\"),($F$295-$E$295)/$E$295))","v":0}]
["Forsinkelsesbassiner, lukkede med automatisk rensning og SRO Miljøklasse A (1.000-3.000 m3) - SRO","m³",10,0,0,0,{"$f":"IF($D$296=\"\",IF($E$296>0,\"Ny data\",IF($E$296=\"\",\"\",0)),IF($D$296=0,IF($E$296=0,0,\"Ny data\"),($E$296-$D$296)/$D$296))","v":0},{"$f":"IF($E$296=\"\",IF($F$296>0,\"Ny data\",IF($F$296=\"\",\"\",0)),IF($E$296=0,IF($F$296=0,0,\"Ny data\"),($F$296-$E$296)/$E$296))","v":0}]
["Forsinkelsesbassiner, lukkede med automatisk rensning og SRO Miljøklasse A (5.000-10.000 m3) - Konstruktionre","m³",75,0,0,0,{"$f":"IF($D$297=\"\",IF($E$297>0,\"Ny data\",IF($E$297=\"\",\"\",0)),IF($D$297=0,IF($E$297=0,0,\"Ny data\"),($E$297-$D$297)/$D$297))","v":0},{"$f":"IF($E$297=\"\",IF($F$297>0,\"Ny data\",IF($F$297=\"\",\"\",0)),IF($E$297=0,IF($F$297=0,0,\"Ny data\"),($F$297-$E$297)/$E$297))","v":0}]
["Forsinkelsesbassiner, lukkede med automatisk rensning og SRO Miljøklasse A (5.000-10.000 m3) - Mek/EL","m³",20,0,0,0,{"$f":"IF($D$298=\"\",IF($E$298>0,\"Ny data\",IF($E$298=\"\",\"\",0)),IF($D$298=0,IF($E$298=0,0,\"Ny data\"),($E$298-$D$298)/$D$298))","v":0},{"$f":"IF($E$298=\"\",IF($F$298>0,\"Ny data\",IF($F$298=\"\",\"\",0)),IF($E$298=0,IF($F$298=0,0,\"Ny data\"),($F$298-$E$298)/$E$298))","v":0}]
["Forsinkelsesbassiner, lukkede med automatisk rensning og SRO Miljøklasse A (5.000-10.000 m3) - SRO","m³",10,0,0,0,{"$f":"IF($D$299=\"\",IF($E$299>0,\"Ny data\",IF($E$299=\"\",\"\",0)),IF($D$299=0,IF($E$299=0,0,\"Ny data\"),($E$299-$D$299)/$D$299))","v":0},{"$f":"IF($E$299=\"\",IF($F$299>0,\"Ny data\",IF($F$299=\"\",\"\",0)),IF($E$299=0,IF($F$299=0,0,\"Ny data\"),($F$299-$E$299)/$E$299))","v":0}]
["Forsinkelsesbassiner, lukkede med automatisk rensning og SRO Miljøklasse A (større end 10.000 m3) - Konstruktioner","m³",75,0,0,0,{"$f":"IF($D$300=\"\",IF($E$300>0,\"Ny data\",IF($E$300=\"\",\"\",0)),IF($D$300=0,IF($E$300=0,0,\"Ny data\"),($E$300-$D$300)/$D$300))","v":0},{"$f":"IF($E$300=\"\",IF($F$300>0,\"Ny data\",IF($F$300=\"\",\"\",0)),IF($E$300=0,IF($F$300=0,0,\"Ny data\"),($F$300-$E$300)/$E$300))","v":0}]
["Forsinkelsesbassiner, lukkede med automatisk rensning og SRO Miljøklasse A (større end 10.000 m3) - Mek/EL","m³",20,0,0,0,{"$f":"IF($D$301=\"\",IF($E$301>0,\"Ny data\",IF($E$301=\"\",\"\",0)),IF($D$301=0,IF($E$301=0,0,\"Ny data\"),($E$301-$D$301)/$D$301))","v":0},{"$f":"IF($E$301=\"\",IF($F$301>0,\"Ny data\",IF($F$301=\"\",\"\",0)),IF($E$301=0,IF($F$301=0,0,\"Ny data\"),($F$301-$E$301)/$E$301))","v":0}]
["Forsinkelsesbassiner, lukkede med automatisk rensning og SRO Miljøklasse A (større end 10.000 m3) - SRO","m³",10,0,0,0,{"$f":"IF($D$302=\"\",IF($E$302>0,\"Ny data\",IF($E$302=\"\",\"\",0)),IF($D$302=0,IF($E$302=0,0,\"Ny data\"),($E$302-$D$302)/$D$302))","v":0},{"$f":"IF($E$302=\"\",IF($F$302>0,\"Ny data\",IF($F$302=\"\",\"\",0)),IF($E$302=0,IF($F$302=0,0,\"Ny data\"),($F$302-$E$302)/$E$302))","v":0}]
["Sparebassin/laguner - Land",null,null,null,null,null,{"$f":"IF($D$303=\"\",IF($E$303>0,\"Ny data\",IF($E$303=\"\",\"\",0)),IF($D$303=0,IF($E$303=0,0,\"Ny data\"),($E$303-$D$303)/$D$303))","v":""},{"$f":"IF($E$303=\"\",IF($F$303>0,\"Ny data\",IF($F$303=\"\",\"\",0)),IF($E$303=0,IF($F$303=0,0,\"Ny data\"),($F$303-$E$303)/$E$303))","v":""}]
["Jordbassin Klasse B","m³",50,19122,19722,20622,{"$f":"IF($D$304=\"\",IF($E$304>0,\"Ny data\",IF($E$304=\"\",\"\",0)),IF($D$304=0,IF($E$304=0,0,\"Ny data\"),($E$304-$D$304)/$D$304))","v":3.1377470975839344E-2},{"$f":"IF($E$304=\"\",IF($F$304>0,\"Ny data\",IF($F$304=\"\",\"\",0)),IF($E$304=0,IF($F$304=0,0,\"Ny data\"),($F$304-$E$304)/$E$304))","v":4.5634317006388807E-2}]
["Jordbassin Klasse A","m³",50,0,0,0,{"$f":"IF($D$305=\"\",IF($E$305>0,\"Ny data\",IF($E$305=\"\",\"\",0)),IF($D$305=0,IF($E$305=0,0,\"Ny data\"),($E$305-$D$305)/$D$305))","v":0},{"$f":"IF($E$305=\"\",IF($F$305>0,\"Ny data\",IF($F$305=\"\",\"\",0)),IF($E$305=0,IF($F$305=0,0,\"Ny data\"),($F$305-$E$305)/$E$305))","v":0}]
["Indløb-/udløbsarrangement","stk.",75,0,0,0,{"$f":"IF($D$306=\"\",IF($E$306>0,\"Ny data\",IF($E$306=\"\",\"\",0)),IF($D$306=0,IF($E$306=0,0,\"Ny data\"),($E$306-$D$306)/$D$306))","v":0},{"$f":"IF($E$306=\"\",IF($F$306>0,\"Ny data\",IF($F$306=\"\",\"\",0)),IF($E$306=0,IF($F$306=0,0,\"Ny data\"),($F$306-$E$306)/$E$306))","v":0}]
["Andre bygninger (tekniske installationer, målere mv.)","m2",75,796,796,796,{"$f":"IF($D$307=\"\",IF($E$307>0,\"Ny data\",IF($E$307=\"\",\"\",0)),IF($D$307=0,IF($E$307=0,0,\"Ny data\"),($E$307-$D$307)/$D$307))","v":0},{"$f":"IF($E$307=\"\",IF($F$307>0,\"Ny data\",IF($F$307=\"\",\"\",0)),IF($E$307=0,IF($F$307=0,0,\"Ny data\"),($F$307-$E$307)/$E$307))","v":0}]
["Sparebassin/laguner - By",null,null,null,null,null,{"$f":"IF($D$308=\"\",IF($E$308>0,\"Ny data\",IF($E$308=\"\",\"\",0)),IF($D$308=0,IF($E$308=0,0,\"Ny data\"),($E$308-$D$308)/$D$308))","v":""},{"$f":"IF($E$308=\"\",IF($F$308>0,\"Ny data\",IF($F$308=\"\",\"\",0)),IF($E$308=0,IF($F$308=0,0,\"Ny data\"),($F$308-$E$308)/$E$308))","v":""}]
["Jordbassin Klasse B","m³",50,19378,20578,20978,{"$f":"IF($D$309=\"\",IF($E$309>0,\"Ny data\",IF($E$309=\"\",\"\",0)),IF($D$309=0,IF($E$309=0,0,\"Ny data\"),($E$309-$D$309)/$D$309))","v":6.1925895345236869E-2},{"$f":"IF($E$309=\"\",IF($F$309>0,\"Ny data\",IF($F$309=\"\",\"\",0)),IF($E$309=0,IF($F$309=0,0,\"Ny data\"),($F$309-$E$309)/$E$309))","v":1.9438235008261251E-2}]
["Jordbassin Klasse A","m³",50,0,0,0,{"$f":"IF($D$310=\"\",IF($E$310>0,\"Ny data\",IF($E$310=\"\",\"\",0)),IF($D$310=0,IF($E$310=0,0,\"Ny data\"),($E$310-$D$310)/$D$310))","v":0},{"$f":"IF($E$310=\"\",IF($F$310>0,\"Ny data\",IF($F$310=\"\",\"\",0)),IF($E$310=0,IF($F$310=0,0,\"Ny data\"),($F$310-$E$310)/$E$310))","v":0}]
["Indløb-/udløbsarrangement","stk.",75,0,0,0,{"$f":"IF($D$311=\"\",IF($E$311>0,\"Ny data\",IF($E$311=\"\",\"\",0)),IF($D$311=0,IF($E$311=0,0,\"Ny data\"),($E$311-$D$311)/$D$311))","v":0},{"$f":"IF($E$311=\"\",IF($F$311>0,\"Ny data\",IF($F$311=\"\",\"\",0)),IF($E$311=0,IF($F$311=0,0,\"Ny data\"),($F$311-$E$311)/$E$311))","v":0}]
["Andre bygninger (tekniske installationer, målere mv.)","m2",75,523,523,523,{"$f":"IF($D$312=\"\",IF($E$312>0,\"Ny data\",IF($E$312=\"\",\"\",0)),IF($D$312=0,IF($E$312=0,0,\"Ny data\"),($E$312-$D$312)/$D$312))","v":0},{"$f":"IF($E$312=\"\",IF($F$312>0,\"Ny data\",IF($F$312=\"\",\"\",0)),IF($E$312=0,IF($F$312=0,0,\"Ny data\"),($F$312-$E$312)/$E$312))","v":0}]
["Sparebassin/laguner - City",null,null,null,null,null,{"$f":"IF($D$313=\"\",IF($E$313>0,\"Ny data\",IF($E$313=\"\",\"\",0)),IF($D$313=0,IF($E$313=0,0,\"Ny data\"),($E$313-$D$313)/$D$313))","v":""},{"$f":"IF($E$313=\"\",IF($F$313>0,\"Ny data\",IF($F$313=\"\",\"\",0)),IF($E$313=0,IF($F$313=0,0,\"Ny data\"),($F$313-$E$313)/$E$313))","v":""}]
["Jordbassin Klasse B","m³",50,0,0,0,{"$f":"IF($D$314=\"\",IF($E$314>0,\"Ny data\",IF($E$314=\"\",\"\",0)),IF($D$314=0,IF($E$314=0,0,\"Ny data\"),($E$314-$D$314)/$D$314))","v":0},{"$f":"IF($E$314=\"\",IF($F$314>0,\"Ny data\",IF($F$314=\"\",\"\",0)),IF($E$314=0,IF($F$314=0,0,\"Ny data\"),($F$314-$E$314)/$E$314))","v":0}]
["Jordbassin Klasse A","m³",50,0,0,0,{"$f":"IF($D$315=\"\",IF($E$315>0,\"Ny data\",IF($E$315=\"\",\"\",0)),IF($D$315=0,IF($E$315=0,0,\"Ny data\"),($E$315-$D$315)/$D$315))","v":0},{"$f":"IF($E$315=\"\",IF($F$315>0,\"Ny data\",IF($F$315=\"\",\"\",0)),IF($E$315=0,IF($F$315=0,0,\"Ny data\"),($F$315-$E$315)/$E$315))","v":0}]
["Indløb-/udløbsarrangement","stk.",75,0,0,0,{"$f":"IF($D$316=\"\",IF($E$316>0,\"Ny data\",IF($E$316=\"\",\"\",0)),IF($D$316=0,IF($E$316=0,0,\"Ny data\"),($E$316-$D$316)/$D$316))","v":0},{"$f":"IF($E$316=\"\",IF($F$316>0,\"Ny data\",IF($F$316=\"\",\"\",0)),IF($E$316=0,IF($F$316=0,0,\"Ny data\"),($F$316-$E$316)/$E$316))","v":0}]
["Andre bygninger (tekniske installationer, målere mv.)","m2",75,0,0,0,{"$f":"IF($D$317=\"\",IF($E$317>0,\"Ny data\",IF($E$317=\"\",\"\",0)),IF($D$317=0,IF($E$317=0,0,\"Ny data\"),($E$317-$D$317)/$D$317))","v":0},{"$f":"IF($E$317=\"\",IF($F$317>0,\"Ny data\",IF($F$317=\"\",\"\",0)),IF($E$317=0,IF($F$317=0,0,\"Ny data\"),($F$317-$E$317)/$E$317))","v":0}]
["Sparebassin/laguner  - Indre city",null,null,null,null,null,{"$f":"IF($D$318=\"\",IF($E$318>0,\"Ny data\",IF($E$318=\"\",\"\",0)),IF($D$318=0,IF($E$318=0,0,\"Ny data\"),($E$318-$D$318)/$D$318))","v":""},{"$f":"IF($E$318=\"\",IF($F$318>0,\"Ny data\",IF($F$318=\"\",\"\",0)),IF($E$318=0,IF($F$318=0,0,\"Ny data\"),($F$318-$E$318)/$E$318))","v":""}]
["Jordbassin Klasse B","m³",50,0,0,0,{"$f":"IF($D$319=\"\",IF($E$319>0,\"Ny data\",IF($E$319=\"\",\"\",0)),IF($D$319=0,IF($E$319=0,0,\"Ny data\"),($E$319-$D$319)/$D$319))","v":0},{"$f":"IF($E$319=\"\",IF($F$319>0,\"Ny data\",IF($F$319=\"\",\"\",0)),IF($E$319=0,IF($F$319=0,0,\"Ny data\"),($F$319-$E$319)/$E$319))","v":0}]
["Jordbassin Klasse A","m³",50,0,0,0,{"$f":"IF($D$320=\"\",IF($E$320>0,\"Ny data\",IF($E$320=\"\",\"\",0)),IF($D$320=0,IF($E$320=0,0,\"Ny data\"),($E$320-$D$320)/$D$320))","v":0},{"$f":"IF($E$320=\"\",IF($F$320>0,\"Ny data\",IF($F$320=\"\",\"\",0)),IF($E$320=0,IF($F$320=0,0,\"Ny data\"),($F$320-$E$320)/$E$320))","v":0}]
["Indløb-/udløbsarrangement","stk.",75,0,0,0,{"$f":"IF($D$321=\"\",IF($E$321>0,\"Ny data\",IF($E$321=\"\",\"\",0)),IF($D$321=0,IF($E$321=0,0,\"Ny data\"),($E$321-$D$321)/$D$321))","v":0},{"$f":"IF($E$321=\"\",IF($F$321>0,\"Ny data\",IF($F$321=\"\",\"\",0)),IF($E$321=0,IF($F$321=0,0,\"Ny data\"),($F$321-$E$321)/$E$321))","v":0}]
["Andre bygninger (tekniske installationer, målere mv.)","m2",75,0,0,0,{"$f":"IF($D$322=\"\",IF($E$322>0,\"Ny data\",IF($E$322=\"\",\"\",0)),IF($D$322=0,IF($E$322=0,0,\"Ny data\"),($E$322-$D$322)/$D$322))","v":0},{"$f":"IF($E$322=\"\",IF($F$322>0,\"Ny data\",IF($F$322=\"\",\"\",0)),IF($E$322=0,IF($F$322=0,0,\"Ny data\"),($F$322-$E$322)/$E$322))","v":0}]

{"sheet":"Fællesfunktionsanlæg","index":2,"n_rows":11,"n_cols":9,"rows_kept":11,"cut":false,"hidden":false,"merged":[[0,0,1,0],[0,1,1,1],[0,2,1,2],[0,3,1,3],[0,8,1,8],[0,4,1,4],[0,5,1,5],[0,6,1,6],[0,7,1,7]]}
["Fællesfunktionsanlæg","Enhed","Standard-levetid","Samlet mængde per 31/12-2016","Samlet mængde per 31/12-2017","Samlet mængde per 31/12-2018","Afvigelse 2016-2017","Afvigelse 2017-2018","Bemærkninger"]
[]
["Andre",null,null,null,null,null,{"$f":"IF($D$3=\"\",IF($E$3>0,\"Ny data\",IF($E$3=\"\",\"\",0)),IF($D$3=0,IF($E$3=0,0,\"Ny data\"),($E$3-$D$3)/$D$3))","v":""},{"$f":"IF($E$3=\"\",IF($F$3>0,\"Ny data\",IF($F$3=\"\",\"\",0)),IF($E$3=0,IF($F$3=0,0,\"Ny data\"),($F$3-$E$3)/$E$3))","v":""}]
["Administrationbygninger","m2",75,120,120,120,{"$f":"IF($D$4=\"\",IF($E$4>0,\"Ny data\",IF($E$4=\"\",\"\",0)),IF($D$4=0,IF($E$4=0,0,\"Ny data\"),($E$4-$D$4)/$D$4))","v":0},{"$f":"IF($E$4=\"\",IF($F$4>0,\"Ny data\",IF($F$4=\"\",\"\",0)),IF($E$4=0,IF($F$4=0,0,\"Ny data\"),($F$4-$E$4)/$E$4))","v":0}]
["Arbejdsplads og kontor","stk.",5,17,17,17,{"$f":"IF($D$5=\"\",IF($E$5>0,\"Ny data\",IF($E$5=\"\",\"\",0)),IF($D$5=0,IF($E$5=0,0,\"Ny data\"),($E$5-$D$5)/$D$5))","v":0},{"$f":"IF($E$5=\"\",IF($F$5>0,\"Ny data\",IF($F$5=\"\",\"\",0)),IF($E$5=0,IF($F$5=0,0,\"Ny data\"),($F$5-$E$5)/$E$5))","v":0}]
["Køretøjer, personbil","stk.",5,0,0,0,{"$f":"IF($D$6=\"\",IF($E$6>0,\"Ny data\",IF($E$6=\"\",\"\",0)),IF($D$6=0,IF($E$6=0,0,\"Ny data\"),($E$6-$D$6)/$D$6))","v":0},{"$f":"IF($E$6=\"\",IF($F$6>0,\"Ny data\",IF($F$6=\"\",\"\",0)),IF($E$6=0,IF($F$6=0,0,\"Ny data\"),($F$6-$E$6)/$E$6))","v":0}]
["Køretøjer, små lastvogne (< 3.500 kg.)","stk.",5,11,11,11,{"$f":"IF($D$7=\"\",IF($E$7>0,\"Ny data\",IF($E$7=\"\",\"\",0)),IF($D$7=0,IF($E$7=0,0,\"Ny data\"),($E$7-$D$7)/$D$7))","v":0},{"$f":"IF($E$7=\"\",IF($F$7>0,\"Ny data\",IF($F$7=\"\",\"\",0)),IF($E$7=0,IF($F$7=0,0,\"Ny data\"),($F$7-$E$7)/$E$7))","v":0}]
["Køretøjer, store lastvogne (> 3.500 kg.)","stk.",5,0,0,0,{"$f":"IF($D$8=\"\",IF($E$8>0,\"Ny data\",IF($E$8=\"\",\"\",0)),IF($D$8=0,IF($E$8=0,0,\"Ny data\"),($E$8-$D$8)/$D$8))","v":0},{"$f":"IF($E$8=\"\",IF($F$8>0,\"Ny data\",IF($F$8=\"\",\"\",0)),IF($E$8=0,IF($F$8=0,0,\"Ny data\"),($F$8-$E$8)/$E$8))","v":0}]
["Køretøjer, entreprenørmaskiner","stk.",5,0,0,0,{"$f":"IF($D$9=\"\",IF($E$9>0,\"Ny data\",IF($E$9=\"\",\"\",0)),IF($D$9=0,IF($E$9=0,0,\"Ny data\"),($E$9-$D$9)/$D$9))","v":0},{"$f":"IF($E$9=\"\",IF($F$9>0,\"Ny data\",IF($F$9=\"\",\"\",0)),IF($E$9=0,IF($F$9=0,0,\"Ny data\"),($F$9-$E$9)/$E$9))","v":0}]
["Slamsugere","stk.",5,0,0,0,{"$f":"IF($D$10=\"\",IF($E$10>0,\"Ny data\",IF($E$10=\"\",\"\",0)),IF($D$10=0,IF($E$10=0,0,\"Ny data\"),($E$10-$D$10)/$D$10))","v":0},{"$f":"IF($E$10=\"\",IF($F$10>0,\"Ny data\",IF($F$10=\"\",\"\",0)),IF($E$10=0,IF($F$10=0,0,\"Ny data\"),($F$10-$E$10)/$E$10))","v":0}]
["Værksteder, garager","m2",75,700,700,700,{"$f":"IF($D$11=\"\",IF($E$11>0,\"Ny data\",IF($E$11=\"\",\"\",0)),IF($D$11=0,IF($E$11=0,0,\"Ny data\"),($E$11-$D$11)/$D$11))","v":0},{"$f":"IF($E$11=\"\",IF($F$11>0,\"Ny data\",IF($F$11=\"\",\"\",0)),IF($E$11=0,IF($F$11=0,0,\"Ny data\"),($F$11-$E$11)/$E$11))","v":0}]

{"sheet":"Øvrige Aktiver","index":3,"n_rows":21,"n_cols":6,"rows_kept":21,"cut":false,"hidden":false,"merged":[[0,0,0,5],[5,0,5,5],[10,0,10,5],[11,0,11,5]]}
["Øvrige Aktiver"]
["Beskrivelse","År","Standard levetid","Anskaffelsespris","Aktivet er indberettet","Bemærkninger"]
["Ingen Øvrige Aktiver"]
[]
[]
["Øvrige Aktiver fra POLKA"]
["Beskrivelse","Rest levetid","Afskrivningshorizont","Standard værdi","Aktivet er Indberettet","Bemærkninger"]
["Ingen Øvrige Aktiver fra POLKA"]
[]
[]
["Nye Øvrige Aktiver"]
["OBS! Nye øvrige aktiver skal stemme overens med indberetning af 'andet' i investeringer (fane I) i ØR-blanketten"]
["Beskrivelse","År","Standard levetid","Anskaffelsespris","Ikke relevant","Bemærkninger"]
["Software SRO",2017,10,47500]
["Græsslåmaskine",2017,5,133771]
["Tyverialarm",2017,5,7047]
["Rottefælder",2018,5,562850]
["Hegn, Sorø RA",2018,5,16363]
["Pladsbelysn. Dianalund RA",2018,5,81136]
["Hegn, Pst Frederiksvej",2018,5,36685]
["Kloak TV",2017,5,111111]