{"text_format":"1","workbook":"xlsx","n_sheets":3,"sheets":["Produktionsanlæg","Distributionsanlæg","Fællesfunktionsanlæg"],"not_rendered":{"charts":0,"images":0,"macros":1,"external_links":0,"defined_names":2,"comments":0,"pivot_tables":0},"unopened":[],"bounds":{"document_bytes":16777216,"sheet_cells":100000,"rows_first":2000,"rows_last":500,"rows_between":2000,"halvings":0,"cell_chars":16384,"cell_head_chars":4096},"cells_cut":0,"cells_raw":0,"read":"whole","date_system":"1900"}

{"sheet":"Produktionsanlæg","index":0,"n_rows":552,"n_cols":9,"rows_kept":552,"cut":false,"hidden":false,"merged":[[0,0,1,0],[0,1,1,1],[0,2,1,2],[0,3,1,3],[0,8,1,8],[0,4,1,4],[0,5,1,5],[0,6,1,6],[0,7,1,7]]}
["Produktionsanlæg","Enhed","Standard-levetid","Samlet mængde per 31/12-2022","Samlet mængde per 31/12-2023","Samlet mængde per 31/12-2024","Afvigelse 2022-2023","Afvigelse 2023-2024","Bemærkninger"]
[]
["Renseanlæg 1",null,null,null,null,null,{"$f":"IF(D3=\"\",IF(E3>0,\"Ny data\",IF(E3=\"\",\"\",0)),IF(D3=0,IF(E3=0,0,\"Ny data\"),(E3-D3)/D3))","v":""},{"$f":"IF(E3=\"\",IF(F3>0,\"Ny data\",IF(F3=\"\",\"\",0)),IF(E3=0,IF(F3=0,0,\"Ny data\"),(F3-E3)/E3))","v":""}]
["Mindre renseanlæg",null,null,null,null,null,{"$f":"IF(D4=\"\",IF(E4>0,\"Ny data\",IF(E4=\"\",\"\",0)),IF(D4=0,IF(E4=0,0,\"Ny data\"),(E4-D4)/D4))","v":""},{"$f":"IF(E4=\"\",IF(F4>0,\"Ny data\",IF(F4=\"\",\"\",0)),IF(E4=0,IF(F4=0,0,\"Ny data\"),(F4-E4)/E4))","v":""}]
["Mindre renseanlæg < 5.000 PE","PE",40,0,null,null,{"$f":"IF(D5=\"\",IF(E5>0,\"Ny data\",IF(E5=\"\",\"\",0)),IF(D5=0,IF(E5=0,0,\"Ny data\"),(E5-D5)/D5))","v":0},{"$f":"IF(E5=\"\",IF(F5>0,\"Ny data\",IF(F5=\"\",\"\",0)),IF(E5=0,IF(F5=0,0,\"Ny data\"),(F5-E5)/E5))","v":""}]
["Renseanlæg >= 5.000 PE, Vandbehandling",null,null,null,null,null,{"$f":"IF(D6=\"\",IF(E6>0,\"Ny data\",IF(E6=\"\",\"\",0)),IF(D6=0,IF(E6=0,0,\"Ny data\"),(E6-D6)/D6))","v":""},{"$f":"IF(E6=\"\",IF(F6>0,\"Ny data\",IF(F6=\"\",\"\",0)),IF(E6=0,IF(F6=0,0,\"Ny data\"),(F6-E6)/E6))","v":""}]
["Indløb med riste, Konstruktioner","PE",60,148000,null,null,{"$f":"IF(D7=\"\",IF(E7>0,\"Ny data\",IF(E7=\"\",\"\",0)),IF(D7=0,IF(E7=0,0,\"Ny data\"),(E7-D7)/D7))","v":-1},{"$f":"IF(E7=\"\",IF(F7>0,\"Ny data\",IF(F7=\"\",\"\",0)),IF(E7=0,IF(F7=0,0,\"Ny data\"),(F7-E7)/E7))","v":""}]
["Indløb med riste, Mek/EL","PE",20,148000,null,null,{"$f":"IF(D8=\"\",IF(E8>0,\"Ny data\",IF(E8=\"\",\"\",0)),IF(D8=0,IF(E8=0,0,\"Ny data\"),(E8-D8)/D8))","v":-1},{"$f":"IF(E8=\"\",IF(F8>0,\"Ny data\",IF(F8=\"\",\"\",0)),IF(E8=0,IF(F8=0,0,\"Ny data\"),(F8-E8)/E8))","v":""}]
["Indløb med riste, SRO","PE",10,148000,null,null,{"$f":"IF(D9=\"\",IF(E9>0,\"Ny data\",IF(E9=\"\",\"\",0)),IF(D9=0,IF(E9=0,0,\"Ny data\"),(E9-D9)/D9))","v":-1},{"$f":"IF(E9=\"\",IF(F9>0,\"Ny data\",IF(F9=\"\",\"\",0)),IF(E9=0,IF(F9=0,0,\"Ny data\"),(F9-E9)/E9))","v":""}]
["Sand- og fedtfang, Kontruktioner","PE",60,148000,null,null,{"$f":"IF(D10=\"\",IF(E10>0,\"Ny data\",IF(E10=\"\",\"\",0)),IF(D10=0,IF(E10=0,0,\"Ny data\"),(E10-D10)/D10))","v":-1},{"$f":"IF(E10=\"\",IF(F10>0,\"Ny data\",IF(F10=\"\",\"\",0)),IF(E10=0,IF(F10=0,0,\"Ny data\"),(F10-E10)/E10))","v":""}]
["Sand- og fedtfang, Mek/EL","PE",20,148000,null,null,{"$f":"IF(D11=\"\",IF(E11>0,\"Ny data\",IF(E11=\"\",\"\",0)),IF(D11=0,IF(E11=0,0,\"Ny data\"),(E11-D11)/D11))","v":-1},{"$f":"IF(E11=\"\",IF(F11>0,\"Ny data\",IF(F11=\"\",\"\",0)),IF(E11=0,IF(F11=0,0,\"Ny data\"),(F11-E11)/E11))","v":""}]
["Sand- og fedtfang, SRO","PE",10,148000,null,null,{"$f":"IF(D12=\"\",IF(E12>0,\"Ny data\",IF(E12=\"\",\"\",0)),IF(D12=0,IF(E12=0,0,\"Ny data\"),(E12-D12)/D12))","v":-1},{"$f":"IF(E12=\"\",IF(F12>0,\"Ny data\",IF(F12=\"\",\"\",0)),IF(E12=0,IF(F12=0,0,\"Ny data\"),(F12-E12)/E12))","v":""}]
["Forklaring, Konstruktioner","PE",60,0,null,null,{"$f":"IF(D13=\"\",IF(E13>0,\"Ny data\",IF(E13=\"\",\"\",0)),IF(D13=0,IF(E13=0,0,\"Ny data\"),(E13-D13)/D13))","v":0},{"$f":"IF(E13=\"\",IF(F13>0,\"Ny data\",IF(F13=\"\",\"\",0)),IF(E13=0,IF(F13=0,0,\"Ny data\"),(F13-E13)/E13))","v":""}]
["Forklaring, Mek/EL","PE",20,0,null,null,{"$f":"IF(D14=\"\",IF(E14>0,\"Ny data\",IF(E14=\"\",\"\",0)),IF(D14=0,IF(E14=0,0,\"Ny data\"),(E14-D14)/D14))","v":0},{"$f":"IF(E14=\"\",IF(F14>0,\"Ny data\",IF(F14=\"\",\"\",0)),IF(E14=0,IF(F14=0,0,\"Ny data\"),(F14-E14)/E14))","v":""}]
["Forklaring, SRO","PE",10,0,null,null,{"$f":"IF(D15=\"\",IF(E15>0,\"Ny data\",IF(E15=\"\",\"\",0)),IF(D15=0,IF(E15=0,0,\"Ny data\"),(E15-D15)/D15))","v":0},{"$f":"IF(E15=\"\",IF(F15>0,\"Ny data\",IF(F15=\"\",\"\",0)),IF(E15=0,IF(F15=0,0,\"Ny data\"),(F15-E15)/E15))","v":""}]
["Beluftningstanke, Konstruktioner","PE",60,148000,null,null,{"$f":"IF(D16=\"\",IF(E16>0,\"Ny data\",IF(E16=\"\",\"\",0)),IF(D16=0,IF(E16=0,0,\"Ny data\"),(E16-D16)/D16))","v":-1},{"$f":"IF(E16=\"\",IF(F16>0,\"Ny data\",IF(F16=\"\",\"\",0)),IF(E16=0,IF(F16=0,0,\"Ny data\"),(F16-E16)/E16))","v":""}]
["Beluftningstanke, Mek/EL","PE",20,148000,null,null,{"$f":"IF(D17=\"\",IF(E17>0,\"Ny data\",IF(E17=\"\",\"\",0)),IF(D17=0,IF(E17=0,0,\"Ny data\"),(E17-D17)/D17))","v":-1},{"$f":"IF(E17=\"\",IF(F17>0,\"Ny data\",IF(F17=\"\",\"\",0)),IF(E17=0,IF(F17=0,0,\"Ny data\"),(F17-E17)/E17))","v":""}]
["Beluftningstanke, SRO","PE",10,148000,null,null,{"$f":"IF(D18=\"\",IF(E18>0,\"Ny data\",IF(E18=\"\",\"\",0)),IF(D18=0,IF(E18=0,0,\"Ny data\"),(E18-D18)/D18))","v":-1},{"$f":"IF(E18=\"\",IF(F18>0,\"Ny data\",IF(F18=\"\",\"\",0)),IF(E18=0,IF(F18=0,0,\"Ny data\"),(F18-E18)/E18))","v":""}]
["Efterklaringstanke, Konstruktioner","PE",60,148000,null,null,{"$f":"IF(D19=\"\",IF(E19>0,\"Ny data\",IF(E19=\"\",\"\",0)),IF(D19=0,IF(E19=0,0,\"Ny data\"),(E19-D19)/D19))","v":-1},{"$f":"IF(E19=\"\",IF(F19>0,\"Ny data\",IF(F19=\"\",\"\",0)),IF(E19=0,IF(F19=0,0,\"Ny data\"),(F19-E19)/E19))","v":""}]
["Efterklaringstanke, Mek/El","PE",20,148000,null,null,{"$f":"IF(D20=\"\",IF(E20>0,\"Ny data\",IF(E20=\"\",\"\",0)),IF(D20=0,IF(E20=0,0,\"Ny data\"),(E20-D20)/D20))","v":-1},{"$f":"IF(E20=\"\",IF(F20>0,\"Ny data\",IF(F20=\"\",\"\",0)),IF(E20=0,IF(F20=0,0,\"Ny data\"),(F20-E20)/E20))","v":""}]
["Efterklaringstanke, SRO","PE",10,148000,null,null,{"$f":"IF(D21=\"\",IF(E21>0,\"Ny data\",IF(E21=\"\",\"\",0)),IF(D21=0,IF(E21=0,0,\"Ny data\"),(E21-D21)/D21))","v":-1},{"$f":"IF(E21=\"\",IF(F21>0,\"Ny data\",IF(F21=\"\",\"\",0)),IF(E21=0,IF(F21=0,0,\"Ny data\"),(F21-E21)/E21))","v":""}]
["Efterbehandlingsanlæg (sandfilter), Konstruktioner","PE",60,0,null,null,{"$f":"IF(D22=\"\",IF(E22>0,\"Ny data\",IF(E22=\"\",\"\",0)),IF(D22=0,IF(E22=0,0,\"Ny data\"),(E22-D22)/D22))","v":0},{"$f":"IF(E22=\"\",IF(F22>0,\"Ny data\",IF(F22=\"\",\"\",0)),IF(E22=0,IF(F22=0,0,\"Ny data\"),(F22-E22)/E22))","v":""}]
["Efterbehandlingsanlæg (sandfilter), Mek/EL","PE",20,0,null,null,{"$f":"IF(D23=\"\",IF(E23>0,\"Ny data\",IF(E23=\"\",\"\",0)),IF(D23=0,IF(E23=0,0,\"Ny data\"),(E23-D23)/D23))","v":0},{"$f":"IF(E23=\"\",IF(F23>0,\"Ny data\",IF(F23=\"\",\"\",0)),IF(E23=0,IF(F23=0,0,\"Ny data\"),(F23-E23)/E23))","v":""}]
["Efterbehandlingsanlæg (sandfilter), SRO","PE",10,0,null,null,{"$f":"IF(D24=\"\",IF(E24>0,\"Ny data\",IF(E24=\"\",\"\",0)),IF(D24=0,IF(E24=0,0,\"Ny data\"),(E24-D24)/D24))","v":0},{"$f":"IF(E24=\"\",IF(F24>0,\"Ny data\",IF(F24=\"\",\"\",0)),IF(E24=0,IF(F24=0,0,\"Ny data\"),(F24-E24)/E24))","v":""}]
["Renseanlæg >= 5.000 PE, Slambehandling",null,null,null,null,null,{"$f":"IF(D25=\"\",IF(E25>0,\"Ny data\",IF(E25=\"\",\"\",0)),IF(D25=0,IF(E25=0,0,\"Ny data\"),(E25-D25)/D25))","v":""},{"$f":"IF(E25=\"\",IF(F25>0,\"Ny data\",IF(F25=\"\",\"\",0)),IF(E25=0,IF(F25=0,0,\"Ny data\"),(F25-E25)/E25))","v":""}]
["Forafvanding, slam, Konstruktion","PE",60,0,null,null,{"$f":"IF(D26=\"\",IF(E26>0,\"Ny data\",IF(E26=\"\",\"\",0)),IF(D26=0,IF(E26=0,0,\"Ny data\"),(E26-D26)/D26))","v":0},{"$f":"IF(E26=\"\",IF(F26>0,\"Ny data\",IF(F26=\"\",\"\",0)),IF(E26=0,IF(F26=0,0,\"Ny data\"),(F26-E26)/E26))","v":""}]
["Forafvanding, slam, Mek/EL","PE",20,0,null,null,{"$f":"IF(D27=\"\",IF(E27>0,\"Ny data\",IF(E27=\"\",\"\",0)),IF(D27=0,IF(E27=0,0,\"Ny data\"),(E27-D27)/D27))","v":0},{"$f":"IF(E27=\"\",IF(F27>0,\"Ny data\",IF(F27=\"\",\"\",0)),IF(E27=0,IF(F27=0,0,\"Ny data\"),(F27-E27)/E27))","v":""}]
["Forafvanding, slam, SRO","PE",10,0,null,null,{"$f":"IF(D28=\"\",IF(E28>0,\"Ny data\",IF(E28=\"\",\"\",0)),IF(D28=0,IF(E28=0,0,\"Ny data\"),(E28-D28)/D28))","v":0},{"$f":"IF(E28=\"\",IF(F28>0,\"Ny data\",IF(F28=\"\",\"\",0)),IF(E28=0,IF(F28=0,0,\"Ny data\"),(F28-E28)/E28))","v":""}]
["Rådnetanke, slam, Konstruktioner","PE",60,0,null,null,{"$f":"IF(D29=\"\",IF(E29>0,\"Ny data\",IF(E29=\"\",\"\",0)),IF(D29=0,IF(E29=0,0,\"Ny data\"),(E29-D29)/D29))","v":0},{"$f":"IF(E29=\"\",IF(F29>0,\"Ny data\",IF(F29=\"\",\"\",0)),IF(E29=0,IF(F29=0,0,\"Ny data\"),(F29-E29)/E29))","v":""}]
["Rådnetanke, slam, Mek/EL","PE",20,0,null,null,{"$f":"IF(D30=\"\",IF(E30>0,\"Ny data\",IF(E30=\"\",\"\",0)),IF(D30=0,IF(E30=0,0,\"Ny data\"),(E30-D30)/D30))","v":0},{"$f":"IF(E30=\"\",IF(F30>0,\"Ny data\",IF(F30=\"\",\"\",0)),IF(E30=0,IF(F30=0,0,\"Ny data\"),(F30-E30)/E30))","v":""}]
["Rådnetanke, slam, SRO","PE",10,0,null,null,{"$f":"IF(D31=\"\",IF(E31>0,\"Ny data\",IF(E31=\"\",\"\",0)),IF(D31=0,IF(E31=0,0,\"Ny data\"),(E31-D31)/D31))","v":0},{"$f":"IF(E31=\"\",IF(F31>0,\"Ny data\",IF(F31=\"\",\"\",0)),IF(E31=0,IF(F31=0,0,\"Ny data\"),(F31-E31)/E31))","v":""}]
["Gasdisponering, Konstruktioner","PE",60,0,null,null,{"$f":"IF(D32=\"\",IF(E32>0,\"Ny data\",IF(E32=\"\",\"\",0)),IF(D32=0,IF(E32=0,0,\"Ny data\"),(E32-D32)/D32))","v":0},{"$f":"IF(E32=\"\",IF(F32>0,\"Ny data\",IF(F32=\"\",\"\",0)),IF(E32=0,IF(F32=0,0,\"Ny data\"),(F32-E32)/E32))","v":""}]
["Gasdisponering, Mek/EL","PE",20,0,null,null,{"$f":"IF(D33=\"\",IF(E33>0,\"Ny data\",IF(E33=\"\",\"\",0)),IF(D33=0,IF(E33=0,0,\"Ny data\"),(E33-D33)/D33))","v":0},{"$f":"IF(E33=\"\",IF(F33>0,\"Ny data\",IF(F33=\"\",\"\",0)),IF(E33=0,IF(F33=0,0,\"Ny data\"),(F33-E33)/E33))","v":""}]
["Gasdisponering, SRO","PE",10,0,null,null,{"$f":"IF(D34=\"\",IF(E34>0,\"Ny data\",IF(E34=\"\",\"\",0)),IF(D34=0,IF(E34=0,0,\"Ny data\"),(E34-D34)/D34))","v":0},{"$f":"IF(E34=\"\",IF(F34>0,\"Ny data\",IF(F34=\"\",\"\",0)),IF(E34=0,IF(F34=0,0,\"Ny data\"),(F34-E34)/E34))","v":""}]
["Gasdisponering - elproduktionsanlæg, Konstruktioner","PE",60,0,null,null,{"$f":"IF(D35=\"\",IF(E35>0,\"Ny data\",IF(E35=\"\",\"\",0)),IF(D35=0,IF(E35=0,0,\"Ny data\"),(E35-D35)/D35))","v":0},{"$f":"IF(E35=\"\",IF(F35>0,\"Ny data\",IF(F35=\"\",\"\",0)),IF(E35=0,IF(F35=0,0,\"Ny data\"),(F35-E35)/E35))","v":""}]
["Gasdisponering - elproduktionsanlæg, Mek/EL","PE",20,0,null,null,{"$f":"IF(D36=\"\",IF(E36>0,\"Ny data\",IF(E36=\"\",\"\",0)),IF(D36=0,IF(E36=0,0,\"Ny data\"),(E36-D36)/D36))","v":0},{"$f":"IF(E36=\"\",IF(F36>0,\"Ny data\",IF(F36=\"\",\"\",0)),IF(E36=0,IF(F36=0,0,\"Ny data\"),(F36-E36)/E36))","v":""}]
["Gasdisponering - elproduktionsanlæg, SRO","PE",10,0,null,null,{"$f":"IF(D37=\"\",IF(E37>0,\"Ny data\",IF(E37=\"\",\"\",0)),IF(D37=0,IF(E37=0,0,\"Ny data\"),(E37-D37)/D37))","v":0},{"$f":"IF(E37=\"\",IF(F37>0,\"Ny data\",IF(F37=\"\",\"\",0)),IF(E37=0,IF(F37=0,0,\"Ny data\"),(F37-E37)/E37))","v":""}]
["Gasrensning - Aktivt kulfilter","m3/t",15,0,null,null,{"$f":"IF(D38=\"\",IF(E38>0,\"Ny data\",IF(E38=\"\",\"\",0)),IF(D38=0,IF(E38=0,0,\"Ny data\"),(E38-D38)/D38))","v":0},{"$f":"IF(E38=\"\",IF(F38>0,\"Ny data\",IF(F38=\"\",\"\",0)),IF(E38=0,IF(F38=0,0,\"Ny data\"),(F38-E38)/E38))","v":""}]
["Gasrensning - Biologisk skrubber","m3/t",15,0,null,null,{"$f":"IF(D39=\"\",IF(E39>0,\"Ny data\",IF(E39=\"\",\"\",0)),IF(D39=0,IF(E39=0,0,\"Ny data\"),(E39-D39)/D39))","v":0},{"$f":"IF(E39=\"\",IF(F39>0,\"Ny data\",IF(F39=\"\",\"\",0)),IF(E39=0,IF(F39=0,0,\"Ny data\"),(F39-E39)/E39))","v":""}]
["Opgraderingsanlæg - Membran","m3/t",15,0,null,null,{"$f":"IF(D40=\"\",IF(E40>0,\"Ny data\",IF(E40=\"\",\"\",0)),IF(D40=0,IF(E40=0,0,\"Ny data\"),(E40-D40)/D40))","v":0},{"$f":"IF(E40=\"\",IF(F40>0,\"Ny data\",IF(F40=\"\",\"\",0)),IF(E40=0,IF(F40=0,0,\"Ny data\"),(F40-E40)/E40))","v":""}]
["Varmeproduktionsanlæg","m3/t",15,110,null,null,{"$f":"IF(D41=\"\",IF(E41>0,\"Ny data\",IF(E41=\"\",\"\",0)),IF(D41=0,IF(E41=0,0,\"Ny data\"),(E41-D41)/D41))","v":-1},{"$f":"IF(E41=\"\",IF(F41>0,\"Ny data\",IF(F41=\"\",\"\",0)),IF(E41=0,IF(F41=0,0,\"Ny data\"),(F41-E41)/E41))","v":""}]
["Slutafvanding, slam - lavteknologisk (slambede), Konstruktioner","PE",60,0,null,null,{"$f":"IF(D42=\"\",IF(E42>0,\"Ny data\",IF(E42=\"\",\"\",0)),IF(D42=0,IF(E42=0,0,\"Ny data\"),(E42-D42)/D42))","v":0},{"$f":"IF(E42=\"\",IF(F42>0,\"Ny data\",IF(F42=\"\",\"\",0)),IF(E42=0,IF(F42=0,0,\"Ny data\"),(F42-E42)/E42))","v":""}]
["Slutafvanding, slam - lavteknologisk (slambede), Mek/EL","PE",20,0,null,null,{"$f":"IF(D43=\"\",IF(E43>0,\"Ny data\",IF(E43=\"\",\"\",0)),IF(D43=0,IF(E43=0,0,\"Ny data\"),(E43-D43)/D43))","v":0},{"$f":"IF(E43=\"\",IF(F43>0,\"Ny data\",IF(F43=\"\",\"\",0)),IF(E43=0,IF(F43=0,0,\"Ny data\"),(F43-E43)/E43))","v":""}]
["Slutafvanding, slam - lavteknologisk (slambede), SRO","PE",10,0,null,null,{"$f":"IF(D44=\"\",IF(E44>0,\"Ny data\",IF(E44=\"\",\"\",0)),IF(D44=0,IF(E44=0,0,\"Ny data\"),(E44-D44)/D44))","v":0},{"$f":"IF(E44=\"\",IF(F44>0,\"Ny data\",IF(F44=\"\",\"\",0)),IF(E44=0,IF(F44=0,0,\"Ny data\"),(F44-E44)/E44))","v":""}]
["Slutafvanding, slam - højteknologisk (centrifuger), Konstruktioner","PE",60,148000,null,null,{"$f":"IF(D45=\"\",IF(E45>0,\"Ny data\",IF(E45=\"\",\"\",0)),IF(D45=0,IF(E45=0,0,\"Ny data\"),(E45-D45)/D45))","v":-1},{"$f":"IF(E45=\"\",IF(F45>0,\"Ny data\",IF(F45=\"\",\"\",0)),IF(E45=0,IF(F45=0,0,\"Ny data\"),(F45-E45)/E45))","v":""}]
["Slutafvanding, slam - højteknologisk (centrifuger), Mek/El","PE",20,148000,null,null,{"$f":"IF(D46=\"\",IF(E46>0,\"Ny data\",IF(E46=\"\",\"\",0)),IF(D46=0,IF(E46=0,0,\"Ny data\"),(E46-D46)/D46))","v":-1},{"$f":"IF(E46=\"\",IF(F46>0,\"Ny data\",IF(F46=\"\",\"\",0)),IF(E46=0,IF(F46=0,0,\"Ny data\"),(F46-E46)/E46))","v":""}]
["Slutafvanding, slam - højteknologisk (centrifuger), SRO","PE",10,148000,null,null,{"$f":"IF(D47=\"\",IF(E47>0,\"Ny data\",IF(E47=\"\",\"\",0)),IF(D47=0,IF(E47=0,0,\"Ny data\"),(E47-D47)/D47))","v":-1},{"$f":"IF(E47=\"\",IF(F47>0,\"Ny data\",IF(F47=\"\",\"\",0)),IF(E47=0,IF(F47=0,0,\"Ny data\"),(F47-E47)/E47))","v":""}]
["Renseanlæg >= 5.000 PE, Slamdisponering",null,null,null,null,null,{"$f":"IF(D48=\"\",IF(E48>0,\"Ny data\",IF(E48=\"\",\"\",0)),IF(D48=0,IF(E48=0,0,\"Ny data\"),(E48-D48)/D48))","v":""},{"$f":"IF(E48=\"\",IF(F48>0,\"Ny data\",IF(F48=\"\",\"\",0)),IF(E48=0,IF(F48=0,0,\"Ny data\"),(F48-E48)/E48))","v":""}]
["Slutdisponering, slam - lavteknologisk (slammineralisering), Konstruktioner","PE",60,0,null,null,{"$f":"IF(D49=\"\",IF(E49>0,\"Ny data\",IF(E49=\"\",\"\",0)),IF(D49=0,IF(E49=0,0,\"Ny data\"),(E49-D49)/D49))","v":0},{"$f":"IF(E49=\"\",IF(F49>0,\"Ny data\",IF(F49=\"\",\"\",0)),IF(E49=0,IF(F49=0,0,\"Ny data\"),(F49-E49)/E49))","v":""}]
["Slutdisponering, slam - lavteknologisk (slammineralisering), Mek/EL","PE",20,0,null,null,{"$f":"IF(D50=\"\",IF(E50>0,\"Ny data\",IF(E50=\"\",\"\",0)),IF(D50=0,IF(E50=0,0,\"Ny data\"),(E50-D50)/D50))","v":0},{"$f":"IF(E50=\"\",IF(F50>0,\"Ny data\",IF(F50=\"\",\"\",0)),IF(E50=0,IF(F50=0,0,\"Ny data\"),(F50-E50)/E50))","v":""}]
["Slutdisponering, slam - lavteknologisk (slammineralisering), SRO","PE",10,0,null,null,{"$f":"IF(D51=\"\",IF(E51>0,\"Ny data\",IF(E51=\"\",\"\",0)),IF(D51=0,IF(E51=0,0,\"Ny data\"),(E51-D51)/D51))","v":0},{"$f":"IF(E51=\"\",IF(F51>0,\"Ny data\",IF(F51=\"\",\"\",0)),IF(E51=0,IF(F51=0,0,\"Ny data\"),(F51-E51)/E51))","v":""}]
["Slutdisponering, slam - højteknologisk (slamtørring), Konstruktioner","PE",60,0,null,null,{"$f":"IF(D52=\"\",IF(E52>0,\"Ny data\",IF(E52=\"\",\"\",0)),IF(D52=0,IF(E52=0,0,\"Ny data\"),(E52-D52)/D52))","v":0},{"$f":"IF(E52=\"\",IF(F52>0,\"Ny data\",IF(F52=\"\",\"\",0)),IF(E52=0,IF(F52=0,0,\"Ny data\"),(F52-E52)/E52))","v":""}]
["Slutdisponering, slam - højteknologisk (slamtørring), Mek/EL","PE",20,0,null,null,{"$f":"IF(D53=\"\",IF(E53>0,\"Ny data\",IF(E53=\"\",\"\",0)),IF(D53=0,IF(E53=0,0,\"Ny data\"),(E53-D53)/D53))","v":0},{"$f":"IF(E53=\"\",IF(F53>0,\"Ny data\",IF(F53=\"\",\"\",0)),IF(E53=0,IF(F53=0,0,\"Ny data\"),(F53-E53)/E53))","v":""}]
["Slutdisponering, slam - højteknologisk (slamtørring), SRO","PE",10,0,null,null,{"$f":"IF(D54=\"\",IF(E54>0,\"Ny data\",IF(E54=\"\",\"\",0)),IF(D54=0,IF(E54=0,0,\"Ny data\"),(E54-D54)/D54))","v":0},{"$f":"IF(E54=\"\",IF(F54>0,\"Ny data\",IF(F54=\"\",\"\",0)),IF(E54=0,IF(F54=0,0,\"Ny data\"),(F54-E54)/E54))","v":""}]
["Slutdisponering, slam - højteknologisk (slamtørring og -forbrænding), Konstruktioner","PE",60,0,null,null,{"$f":"IF(D55=\"\",IF(E55>0,\"Ny data\",IF(E55=\"\",\"\",0)),IF(D55=0,IF(E55=0,0,\"Ny data\"),(E55-D55)/D55))","v":0},{"$f":"IF(E55=\"\",IF(F55>0,\"Ny data\",IF(F55=\"\",\"\",0)),IF(E55=0,IF(F55=0,0,\"Ny data\"),(F55-E55)/E55))","v":""}]
["Slutdisponering, slam - højteknologisk (slamtørring og -forbrænding), Mek/EL","PE",20,0,null,null,{"$f":"IF(D56=\"\",IF(E56>0,\"Ny data\",IF(E56=\"\",\"\",0)),IF(D56=0,IF(E56=0,0,\"Ny data\"),(E56-D56)/D56))","v":0},{"$f":"IF(E56=\"\",IF(F56>0,\"Ny data\",IF(F56=\"\",\"\",0)),IF(E56=0,IF(F56=0,0,\"Ny data\"),(F56-E56)/E56))","v":""}]
["Slutdisponering, slam - højteknologisk (slamtørring og -forbrænding), SRO","PE",10,0,null,null,{"$f":"IF(D57=\"\",IF(E57>0,\"Ny data\",IF(E57=\"\",\"\",0)),IF(D57=0,IF(E57=0,0,\"Ny data\"),(E57-D57)/D57))","v":0},{"$f":"IF(E57=\"\",IF(F57>0,\"Ny data\",IF(F57=\"\",\"\",0)),IF(E57=0,IF(F57=0,0,\"Ny data\"),(F57-E57)/E57))","v":""}]
["Renseanlæg 2",null,null,null,null,null,{"$f":"IF(D58=\"\",IF(E58>0,\"Ny data\",IF(E58=\"\",\"\",0)),IF(D58=0,IF(E58=0,0,\"Ny data\"),(E58-D58)/D58))","v":""},{"$f":"IF(E58=\"\",IF(F58>0,\"Ny data\",IF(F58=\"\",\"\",0)),IF(E58=0,IF(F58=0,0,\"Ny data\"),(F58-E58)/E58))","v":""}]
["Mindre renseanlæg",null,null,null,null,null,{"$f":"IF(D59=\"\",IF(E59>0,\"Ny data\",IF(E59=\"\",\"\",0)),IF(D59=0,IF(E59=0,0,\"Ny data\"),(E59-D59)/D59))","v":""},{"$f":"IF(E59=\"\",IF(F59>0,\"Ny data\",IF(F59=\"\",\"\",0)),IF(E59=0,IF(F59=0,0,\"Ny data\"),(F59-E59)/E59))","v":""}]
["Mindre renseanlæg < 5.000 PE","PE",40,0,null,null,{"$f":"IF(D60=\"\",IF(E60>0,\"Ny data\",IF(E60=\"\",\"\",0)),IF(D60=0,IF(E60=0,0,\"Ny data\"),(E60-D60)/D60))","v":0},{"$f":"IF(E60=\"\",IF(F60>0,\"Ny data\",IF(F60=\"\",\"\",0)),IF(E60=0,IF(F60=0,0,\"Ny data\"),(F60-E60)/E60))","v":""}]
["Renseanlæg >= 5.000 PE, Vandbehandling",null,null,null,null,null,{"$f":"IF(D61=\"\",IF(E61>0,\"Ny data\",IF(E61=\"\",\"\",0)),IF(D61=0,IF(E61=0,0,\"Ny data\"),(E61-D61)/D61))","v":""},{"$f":"IF(E61=\"\",IF(F61>0,\"Ny data\",IF(F61=\"\",\"\",0)),IF(E61=0,IF(F61=0,0,\"Ny data\"),(F61-E61)/E61))","v":""}]
["Indløb med riste, Konstruktioner","PE",60,16000,null,null,{"$f":"IF(D62=\"\",IF(E62>0,\"Ny data\",IF(E62=\"\",\"\",0)),IF(D62=0,IF(E62=0,0,\"Ny data\"),(E62-D62)/D62))","v":-1},{"$f":"IF(E62=\"\",IF(F62>0,\"Ny data\",IF(F62=\"\",\"\",0)),IF(E62=0,IF(F62=0,0,\"Ny data\"),(F62-E62)/E62))","v":""}]
["Indløb med riste, Mek/EL","PE",20,16000,null,null,{"$f":"IF(D63=\"\",IF(E63>0,\"Ny data\",IF(E63=\"\",\"\",0)),IF(D63=0,IF(E63=0,0,\"Ny data\"),(E63-D63)/D63))","v":-1},{"$f":"IF(E63=\"\",IF(F63>0,\"Ny data\",IF(F63=\"\",\"\",0)),IF(E63=0,IF(F63=0,0,\"Ny data\"),(F63-E63)/E63))","v":""}]
["Indløb med riste, SRO","PE",10,16000,null,null,{"$f":"IF(D64=\"\",IF(E64>0,\"Ny data\",IF(E64=\"\",\"\",0)),IF(D64=0,IF(E64=0,0,\"Ny data\"),(E64-D64)/D64))","v":-1},{"$f":"IF(E64=\"\",IF(F64>0,\"Ny data\",IF(F64=\"\",\"\",0)),IF(E64=0,IF(F64=0,0,\"Ny data\"),(F64-E64)/E64))","v":""}]
["Sand- og fedtfang, Kontruktioner","PE",60,16000,null,null,{"$f":"IF(D65=\"\",IF(E65>0,\"Ny data\",IF(E65=\"\",\"\",0)),IF(D65=0,IF(E65=0,0,\"Ny data\"),(E65-D65)/D65))","v":-1},{"$f":"IF(E65=\"\",IF(F65>0,\"Ny data\",IF(F65=\"\",\"\",0)),IF(E65=0,IF(F65=0,0,\"Ny data\"),(F65-E65)/E65))","v":""}]
["Sand- og fedtfang, Mek/EL","PE",20,16000,null,null,{"$f":"IF(D66=\"\",IF(E66>0,\"Ny data\",IF(E66=\"\",\"\",0)),IF(D66=0,IF(E66=0,0,\"Ny data\"),(E66-D66)/D66))","v":-1},{"$f":"IF(E66=\"\",IF(F66>0,\"Ny data\",IF(F66=\"\",\"\",0)),IF(E66=0,IF(F66=0,0,\"Ny data\"),(F66-E66)/E66))","v":""}]
["Sand- og fedtfang, SRO","PE",10,16000,null,null,{"$f":"IF(D67=\"\",IF(E67>0,\"Ny data\",IF(E67=\"\",\"\",0)),IF(D67=0,IF(E67=0,0,\"Ny data\"),(E67-D67)/D67))","v":-1},{"$f":"IF(E67=\"\",IF(F67>0,\"Ny data\",IF(F67=\"\",\"\",0)),IF(E67=0,IF(F67=0,0,\"Ny data\"),(F67-E67)/E67))","v":""}]
["Forklaring, Konstruktioner","PE",60,0,null,null,{"$f":"IF(D68=\"\",IF(E68>0,\"Ny data\",IF(E68=\"\",\"\",0)),IF(D68=0,IF(E68=0,0,\"Ny data\"),(E68-D68)/D68))","v":0},{"$f":"IF(E68=\"\",IF(F68>0,\"Ny data\",IF(F68=\"\",\"\",0)),IF(E68=0,IF(F68=0,0,\"Ny data\"),(F68-E68)/E68))","v":""}]
["Forklaring, Mek/EL","PE",20,0,null,null,{"$f":"IF(D69=\"\",IF(E69>0,\"Ny data\",IF(E69=\"\",\"\",0)),IF(D69=0,IF(E69=0,0,\"Ny data\"),(E69-D69)/D69))","v":0},{"$f":"IF(E69=\"\",IF(F69>0,\"Ny data\",IF(F69=\"\",\"\",0)),IF(E69=0,IF(F69=0,0,\"Ny data\"),(F69-E69)/E69))","v":""}]
["Forklaring, SRO","PE",10,0,null,null,{"$f":"IF(D70=\"\",IF(E70>0,\"Ny data\",IF(E70=\"\",\"\",0)),IF(D70=0,IF(E70=0,0,\"Ny data\"),(E70-D70)/D70))","v":0},{"$f":"IF(E70=\"\",IF(F70>0,\"Ny data\",IF(F70=\"\",\"\",0)),IF(E70=0,IF(F70=0,0,\"Ny data\"),(F70-E70)/E70))","v":""}]
["Beluftningstanke, Konstruktioner","PE",60,16000,null,null,{"$f":"IF(D71=\"\",IF(E71>0,\"Ny data\",IF(E71=\"\",\"\",0)),IF(D71=0,IF(E71=0,0,\"Ny data\"),(E71-D71)/D71))","v":-1},{"$f":"IF(E71=\"\",IF(F71>0,\"Ny data\",IF(F71=\"\",\"\",0)),IF(E71=0,IF(F71=0,0,\"Ny data\"),(F71-E71)/E71))","v":""}]
["Beluftningstanke, Mek/EL","PE",20,16000,null,null,{"$f":"IF(D72=\"\",IF(E72>0,\"Ny data\",IF(E72=\"\",\"\",0)),IF(D72=0,IF(E72=0,0,\"Ny data\"),(E72-D72)/D72))","v":-1},{"$f":"IF(E72=\"\",IF(F72>0,\"Ny data\",IF(F72=\"\",\"\",0)),IF(E72=0,IF(F72=0,0,\"Ny data\"),(F72-E72)/E72))","v":""}]
["Beluftningstanke, SRO","PE",10,16000,null,null,{"$f":"IF(D73=\"\",IF(E73>0,\"Ny data\",IF(E73=\"\",\"\",0)),IF(D73=0,IF(E73=0,0,\"Ny data\"),(E73-D73)/D73))","v":-1},{"$f":"IF(E73=\"\",IF(F73>0,\"Ny data\",IF(F73=\"\",\"\",0)),IF(E73=0,IF(F73=0,0,\"Ny data\"),(F73-E73)/E73))","v":""}]
["Efterklaringstanke, Konstruktioner","PE",60,16000,null,null,{"$f":"IF(D74=\"\",IF(E74>0,\"Ny data\",IF(E74=\"\",\"\",0)),IF(D74=0,IF(E74=0,0,\"Ny data\"),(E74-D74)/D74))","v":-1},{"$f":"IF(E74=\"\",IF(F74>0,\"Ny data\",IF(F74=\"\",\"\",0)),IF(E74=0,IF(F74=0,0,\"Ny data\"),(F74-E74)/E74))","v":""}]
["Efterklaringstanke, Mek/El","PE",20,16000,null,null,{"$f":"IF(D75=\"\",IF(E75>0,\"Ny data\",IF(E75=\"\",\"\",0)),IF(D75=0,IF(E75=0,0,\"Ny data\"),(E75-D75)/D75))","v":-1},{"$f":"IF(E75=\"\",IF(F75>0,\"Ny data\",IF(F75=\"\",\"\",0)),IF(E75=0,IF(F75=0,0,\"Ny data\"),(F75-E75)/E75))","v":""}]
["Efterklaringstanke, SRO","PE",10,16000,null,null,{"$f":"IF(D76=\"\",IF(E76>0,\"Ny data\",IF(E76=\"\",\"\",0)),IF(D76=0,IF(E76=0,0,\"Ny data\"),(E76-D76)/D76))","v":-1},{"$f":"IF(E76=\"\",IF(F76>0,\"Ny data\",IF(F76=\"\",\"\",0)),IF(E76=0,IF(F76=0,0,\"Ny data\"),(F76-E76)/E76))","v":""}]
["Efterbehandlingsanlæg (sandfilter), Konstruktioner","PE",60,0,null,null,{"$f":"IF(D77=\"\",IF(E77>0,\"Ny data\",IF(E77=\"\",\"\",0)),IF(D77=0,IF(E77=0,0,\"Ny data\"),(E77-D77)/D77))","v":0},{"$f":"IF(E77=\"\",IF(F77>0,\"Ny data\",IF(F77=\"\",\"\",0)),IF(E77=0,IF(F77=0,0,\"Ny data\"),(F77-E77)/E77))","v":""}]
["Efterbehandlingsanlæg (sandfilter), Mek/EL","PE",20,0,null,null,{"$f":"IF(D78=\"\",IF(E78>0,\"Ny data\",IF(E78=\"\",\"\",0)),IF(D78=0,IF(E78=0,0,\"Ny data\"),(E78-D78)/D78))","v":0},{"$f":"IF(E78=\"\",IF(F78>0,\"Ny data\",IF(F78=\"\",\"\",0)),IF(E78=0,IF(F78=0,0,\"Ny data\"),(F78-E78)/E78))","v":""}]
["Efterbehandlingsanlæg (sandfilter), SRO","PE",10,0,null,null,{"$f":"IF(D79=\"\",IF(E79>0,\"Ny data\",IF(E79=\"\",\"\",0)),IF(D79=0,IF(E79=0,0,\"Ny data\"),(E79-D79)/D79))","v":0},{"$f":"IF(E79=\"\",IF(F79>0,\"Ny data\",IF(F79=\"\",\"\",0)),IF(E79=0,IF(F79=0,0,\"Ny data\"),(F79-E79)/E79))","v":""}]
["Renseanlæg >= 5.000 PE, Slambehandling",null,null,null,null,null,{"$f":"IF(D80=\"\",IF(E80>0,\"Ny data\",IF(E80=\"\",\"\",0)),IF(D80=0,IF(E80=0,0,\"Ny data\"),(E80-D80)/D80))","v":""},{"$f":"IF(E80=\"\",IF(F80>0,\"Ny data\",IF(F80=\"\",\"\",0)),IF(E80=0,IF(F80=0,0,\"Ny data\"),(F80-E80)/E80))","v":""}]
["Forafvanding, slam, Konstruktion","PE",60,0,null,null,{"$f":"IF(D81=\"\",IF(E81>0,\"Ny data\",IF(E81=\"\",\"\",0)),IF(D81=0,IF(E81=0,0,\"Ny data\"),(E81-D81)/D81))","v":0},{"$f":"IF(E81=\"\",IF(F81>0,\"Ny data\",IF(F81=\"\",\"\",0)),IF(E81=0,IF(F81=0,0,\"Ny data\"),(F81-E81)/E81))","v":""}]
["Forafvanding, slam, Mek/EL","PE",20,0,null,null,{"$f":"IF(D82=\"\",IF(E82>0,\"Ny data\",IF(E82=\"\",\"\",0)),IF(D82=0,IF(E82=0,0,\"Ny data\"),(E82-D82)/D82))","v":0},{"$f":"IF(E82=\"\",IF(F82>0,\"Ny data\",IF(F82=\"\",\"\",0)),IF(E82=0,IF(F82=0,0,\"Ny data\"),(F82-E82)/E82))","v":""}]
["Forafvanding, slam, SRO","PE",10,0,null,null,{"$f":"IF(D83=\"\",IF(E83>0,\"Ny data\",IF(E83=\"\",\"\",0)),IF(D83=0,IF(E83=0,0,\"Ny data\"),(E83-D83)/D83))","v":0},{"$f":"IF(E83=\"\",IF(F83>0,\"Ny data\",IF(F83=\"\",\"\",0)),IF(E83=0,IF(F83=0,0,\"Ny data\"),(F83-E83)/E83))","v":""}]
["Rådnetanke, slam, Konstruktioner","PE",60,0,null,null,{"$f":"IF(D84=\"\",IF(E84>0,\"Ny data\",IF(E84=\"\",\"\",0)),IF(D84=0,IF(E84=0,0,\"Ny data\"),(E84-D84)/D84))","v":0},{"$f":"IF(E84=\"\",IF(F84>0,\"Ny data\",IF(F84=\"\",\"\",0)),IF(E84=0,IF(F84=0,0,\"Ny data\"),(F84-E84)/E84))","v":""}]
["Rådnetanke, slam, Mek/EL","PE",20,0,null,null,{"$f":"IF(D85=\"\",IF(E85>0,\"Ny data\",IF(E85=\"\",\"\",0)),IF(D85=0,IF(E85=0,0,\"Ny data\"),(E85-D85)/D85))","v":0},{"$f":"IF(E85=\"\",IF(F85>0,\"Ny data\",IF(F85=\"\",\"\",0)),IF(E85=0,IF(F85=0,0,\"Ny data\"),(F85-E85)/E85))","v":""}]
["Rådnetanke, slam, SRO","PE",10,0,null,null,{"$f":"IF(D86=\"\",IF(E86>0,\"Ny data\",IF(E86=\"\",\"\",0)),IF(D86=0,IF(E86=0,0,\"Ny data\"),(E86-D86)/D86))","v":0},{"$f":"IF(E86=\"\",IF(F86>0,\"Ny data\",IF(F86=\"\",\"\",0)),IF(E86=0,IF(F86=0,0,\"Ny data\"),(F86-E86)/E86))","v":""}]
["Gasdisponering, Konstruktioner","PE",60,0,null,null,{"$f":"IF(D87=\"\",IF(E87>0,\"Ny data\",IF(E87=\"\",\"\",0)),IF(D87=0,IF(E87=0,0,\"Ny data\"),(E87-D87)/D87))","v":0},{"$f":"IF(E87=\"\",IF(F87>0,\"Ny data\",IF(F87=\"\",\"\",0)),IF(E87=0,IF(F87=0,0,\"Ny data\"),(F87-E87)/E87))","v":""}]
["Gasdisponering, Mek/EL","PE",20,0,null,null,{"$f":"IF(D88=\"\",IF(E88>0,\"Ny data\",IF(E88=\"\",\"\",0)),IF(D88=0,IF(E88=0,0,\"Ny data\"),(E88-D88)/D88))","v":0},{"$f":"IF(E88=\"\",IF(F88>0,\"Ny data\",IF(F88=\"\",\"\",0)),IF(E88=0,IF(F88=0,0,\"Ny data\"),(F88-E88)/E88))","v":""}]
["Gasdisponering, SRO","PE",10,0,null,null,{"$f":"IF(D89=\"\",IF(E89>0,\"Ny data\",IF(E89=\"\",\"\",0)),IF(D89=0,IF(E89=0,0,\"Ny data\"),(E89-D89)/D89))","v":0},{"$f":"IF(E89=\"\",IF(F89>0,\"Ny data\",IF(F89=\"\",\"\",0)),IF(E89=0,IF(F89=0,0,\"Ny data\"),(F89-E89)/E89))","v":""}]
["Gasdisponering - elproduktionsanlæg, Konstruktioner","PE",60,0,null,null,{"$f":"IF(D90=\"\",IF(E90>0,\"Ny data\",IF(E90=\"\",\"\",0)),IF(D90=0,IF(E90=0,0,\"Ny data\"),(E90-D90)/D90))","v":0},{"$f":"IF(E90=\"\",IF(F90>0,\"Ny data\",IF(F90=\"\",\"\",0)),IF(E90=0,IF(F90=0,0,\"Ny data\"),(F90-E90)/E90))","v":""}]
["Gasdisponering - elproduktionsanlæg, Mek/EL","PE",20,0,null,null,{"$f":"IF(D91=\"\",IF(E91>0,\"Ny data\",IF(E91=\"\",\"\",0)),IF(D91=0,IF(E91=0,0,\"Ny data\"),(E91-D91)/D91))","v":0},{"$f":"IF(E91=\"\",IF(F91>0,\"Ny data\",IF(F91=\"\",\"\",0)),IF(E91=0,IF(F91=0,0,\"Ny data\"),(F91-E91)/E91))","v":""}]
["Gasdisponering - elproduktionsanlæg, SRO","PE",10,0,null,null,{"$f":"IF(D92=\"\",IF(E92>0,\"Ny data\",IF(E92=\"\",\"\",0)),IF(D92=0,IF(E92=0,0,\"Ny data\"),(E92-D92)/D92))","v":0},{"$f":"IF(E92=\"\",IF(F92>0,\"Ny data\",IF(F92=\"\",\"\",0)),IF(E92=0,IF(F92=0,0,\"Ny data\"),(F92-E92)/E92))","v":""}]
["Gasrensning - Aktivt kulfilter","m3/t",15,0,null,null,{"$f":"IF(D93=\"\",IF(E93>0,\"Ny data\",IF(E93=\"\",\"\",0)),IF(D93=0,IF(E93=0,0,\"Ny data\"),(E93-D93)/D93))","v":0},{"$f":"IF(E93=\"\",IF(F93>0,\"Ny data\",IF(F93=\"\",\"\",0)),IF(E93=0,IF(F93=0,0,\"Ny data\"),(F93-E93)/E93))","v":""}]
["Gasrensning - Biologisk skrubber","m3/t",15,0,null,null,{"$f":"IF(D94=\"\",IF(E94>0,\"Ny data\",IF(E94=\"\",\"\",0)),IF(D94=0,IF(E94=0,0,\"Ny data\"),(E94-D94)/D94))","v":0},{"$f":"IF(E94=\"\",IF(F94>0,\"Ny data\",IF(F94=\"\",\"\",0)),IF(E94=0,IF(F94=0,0,\"Ny data\"),(F94-E94)/E94))","v":""}]
["Opgraderingsanlæg - Membran","m3/t",15,0,null,null,{"$f":"IF(D95=\"\",IF(E95>0,\"Ny data\",IF(E95=\"\",\"\",0)),IF(D95=0,IF(E95=0,0,\"Ny data\"),(E95-D95)/D95))","v":0},{"$f":"IF(E95=\"\",IF(F95>0,\"Ny data\",IF(F95=\"\",\"\",0)),IF(E95=0,IF(F95=0,0,\"Ny data\"),(F95-E95)/E95))","v":""}]
["Varmeproduktionsanlæg","m3/t",15,0,null,null,{"$f":"IF(D96=\"\",IF(E96>0,\"Ny data\",IF(E96=\"\",\"\",0)),IF(D96=0,IF(E96=0,0,\"Ny data\"),(E96-D96)/D96))","v":0},{"$f":"IF(E96=\"\",IF(F96>0,\"Ny data\",IF(F96=\"\",\"\",0)),IF(E96=0,IF(F96=0,0,\"Ny data\"),(F96-E96)/E96))","v":""}]
["Slutafvanding, slam - lavteknologisk (slambede), Konstruktioner","PE",60,8000,null,null,{"$f":"IF(D97=\"\",IF(E97>0,\"Ny data\",IF(E97=\"\",\"\",0)),IF(D97=0,IF(E97=0,0,\"Ny data\"),(E97-D97)/D97))","v":-1},{"$f":"IF(E97=\"\",IF(F97>0,\"Ny data\",IF(F97=\"\",\"\",0)),IF(E97=0,IF(F97=0,0,\"Ny data\"),(F97-E97)/E97))","v":""}]
["Slutafvanding, slam - lavteknologisk (slambede), Mek/EL","PE",20,8000,null,null,{"$f":"IF(D98=\"\",IF(E98>0,\"Ny data\",IF(E98=\"\",\"\",0)),IF(D98=0,IF(E98=0,0,\"Ny data\"),(E98-D98)/D98))","v":-1},{"$f":"IF(E98=\"\",IF(F98>0,\"Ny data\",IF(F98=\"\",\"\",0)),IF(E98=0,IF(F98=0,0,\"Ny data\"),(F98-E98)/E98))","v":""}]
["Slutafvanding, slam - lavteknologisk (slambede), SRO","PE",10,8000,null,null,{"$f":"IF(D99=\"\",IF(E99>0,\"Ny data\",IF(E99=\"\",\"\",0)),IF(D99=0,IF(E99=0,0,\"Ny data\"),(E99-D99)/D99))","v":-1},{"$f":"IF(E99=\"\",IF(F99>0,\"Ny data\",IF(F99=\"\",\"\",0)),IF(E99=0,IF(F99=0,0,\"Ny data\"),(F99-E99)/E99))","v":""}]
["Slutafvanding, slam - højteknologisk (centrifuger), Konstruktioner","PE",60,8000,null,null,{"$f":"IF(D100=\"\",IF(E100>0,\"Ny data\",IF(E100=\"\",\"\",0)),IF(D100=0,IF(E100=0,0,\"Ny data\"),(E100-D100)/D100))","v":-1},{"$f":"IF(E100=\"\",IF(F100>0,\"Ny data\",IF(F100=\"\",\"\",0)),IF(E100=0,IF(F100=0,0,\"Ny data\"),(F100-E100)/E100))","v":""}]
["Slutafvanding, slam - højteknologisk (centrifuger), Mek/El","PE",20,8000,null,null,{"$f":"IF(D101=\"\",IF(E101>0,\"Ny data\",IF(E101=\"\",\"\",0)),IF(D101=0,IF(E101=0,0,\"Ny data\"),(E101-D101)/D101))","v":-1},{"$f":"IF(E101=\"\",IF(F101>0,\"Ny data\",IF(F101=\"\",\"\",0)),IF(E101=0,IF(F101=0,0,\"Ny data\"),(F101-E101)/E101))","v":""}]
["Slutafvanding, slam - højteknologisk (centrifuger), SRO","PE",10,8000,null,null,{"$f":"IF(D102=\"\",IF(E102>0,\"Ny data\",IF(E102=\"\",\"\",0)),IF(D102=0,IF(E102=0,0,\"Ny data\"),(E102-D102)/D102))","v":-1},{"$f":"IF(E102=\"\",IF(F102>0,\"Ny data\",IF(F102=\"\",\"\",0)),IF(E102=0,IF(F102=0,0,\"Ny data\"),(F102-E102)/E102))","v":""}]
["Renseanlæg >= 5.000 PE, Slamdisponering",null,null,null,null,null,{"$f":"IF(D103=\"\",IF(E103>0,\"Ny data\",IF(E103=\"\",\"\",0)),IF(D103=0,IF(E103=0,0,\"Ny data\"),(E103-D103)/D103))","v":""},{"$f":"IF(E103=\"\",IF(F103>0,\"Ny data\",IF(F103=\"\",\"\",0)),IF(E103=0,IF(F103=0,0,\"Ny data\"),(F103-E103)/E103))","v":""}]
["Slutdisponering, slam - lavteknologisk (slammineralisering), Konstruktioner","PE",60,16000,null,null,{"$f":"IF(D104=\"\",IF(E104>0,\"Ny data\",IF(E104=\"\",\"\",0)),IF(D104=0,IF(E104=0,0,\"Ny data\"),(E104-D104)/D104))","v":-1},{"$f":"IF(E104=\"\",IF(F104>0,\"Ny data\",IF(F104=\"\",\"\",0)),IF(E104=0,IF(F104=0,0,\"Ny data\"),(F104-E104)/E104))","v":""}]
["Slutdisponering, slam - lavteknologisk (slammineralisering), Mek/EL","PE",20,16000,null,null,{"$f":"IF(D105=\"\",IF(E105>0,\"Ny data\",IF(E105=\"\",\"\",0)),IF(D105=0,IF(E105=0,0,\"Ny data\"),(E105-D105)/D105))","v":-1},{"$f":"IF(E105=\"\",IF(F105>0,\"Ny data\",IF(F105=\"\",\"\",0)),IF(E105=0,IF(F105=0,0,\"Ny data\"),(F105-E105)/E105))","v":""}]
["Slutdisponering, slam - lavteknologisk (slammineralisering), SRO","PE",10,16000,null,null,{"$f":"IF(D106=\"\",IF(E106>0,\"Ny data\",IF(E106=\"\",\"\",0)),IF(D106=0,IF(E106=0,0,\"Ny data\"),(E106-D106)/D106))","v":-1},{"$f":"IF(E106=\"\",IF(F106>0,\"Ny data\",IF(F106=\"\",\"\",0)),IF(E106=0,IF(F106=0,0,\"Ny data\"),(F106-E106)/E106))","v":""}]
["Slutdisponering, slam - højteknologisk (slamtørring), Konstruktioner","PE",60,0,null,null,{"$f":"IF(D107=\"\",IF(E107>0,\"Ny data\",IF(E107=\"\",\"\",0)),IF(D107=0,IF(E107=0,0,\"Ny data\"),(E107-D107)/D107))","v":0},{"$f":"IF(E107=\"\",IF(F107>0,\"Ny data\",IF(F107=\"\",\"\",0)),IF(E107=0,IF(F107=0,0,\"Ny data\"),(F107-E107)/E107))","v":""}]
["Slutdisponering, slam - højteknologisk (slamtørring), Mek/EL","PE",20,0,null,null,{"$f":"IF(D108=\"\",IF(E108>0,\"Ny data\",IF(E108=\"\",\"\",0)),IF(D108=0,IF(E108=0,0,\"Ny data\"),(E108-D108)/D108))","v":0},{"$f":"IF(E108=\"\",IF(F108>0,\"Ny data\",IF(F108=\"\",\"\",0)),IF(E108=0,IF(F108=0,0,\"Ny data\"),(F108-E108)/E108))","v":""}]
["Slutdisponering, slam - højteknologisk (slamtørring), SRO","PE",10,0,null,null,{"$f":"IF(D109=\"\",IF(E109>0,\"Ny data\",IF(E109=\"\",\"\",0)),IF(D109=0,IF(E109=0,0,\"Ny data\"),(E109-D109)/D109))","v":0},{"$f":"IF(E109=\"\",IF(F109>0,\"Ny data\",IF(F109=\"\",\"\",0)),IF(E109=0,IF(F109=0,0,\"Ny data\"),(F109-E109)/E109))","v":""}]
["Slutdisponering, slam - højteknologisk (slamtørring og -forbrænding), Konstruktioner","PE",60,0,null,null,{"$f":"IF(D110=\"\",IF(E110>0,\"Ny data\",IF(E110=\"\",\"\",0)),IF(D110=0,IF(E110=0,0,\"Ny data\"),(E110-D110)/D110))","v":0},{"$f":"IF(E110=\"\",IF(F110>0,\"Ny data\",IF(F110=\"\",\"\",0)),IF(E110=0,IF(F110=0,0,\"Ny data\"),(F110-E110)/E110))","v":""}]
["Slutdisponering, slam - højteknologisk (slamtørring og -forbrænding), Mek/EL","PE",20,0,null,null,{"$f":"IF(D111=\"\",IF(E111>0,\"Ny data\",IF(E111=\"\",\"\",0)),IF(D111=0,IF(E111=0,0,\"Ny data\"),(E111-D111)/D111))","v":0},{"$f":"IF(E111=\"\",IF(F111>0,\"Ny data\",IF(F111=\"\",\"\",0)),IF(E111=0,IF(F111=0,0,\"Ny data\"),(F111-E111)/E111))","v":""}]
["Slutdisponering, slam - højteknologisk (slamtørring og -forbrænding), SRO","PE",10,0,null,null,{"$f":"IF(D112=\"\",IF(E112>0,\"Ny data\",IF(E112=\"\",\"\",0)),IF(D112=0,IF(E112=0,0,\"Ny data\"),(E112-D112)/D112))","v":0},{"$f":"IF(E112=\"\",IF(F112>0,\"Ny data\",IF(F112=\"\",\"\",0)),IF(E112=0,IF(F112=0,0,\"Ny data\"),(F112-E112)/E112))","v":""}]
["Renseanlæg 3",null,null,null,null,null,{"$f":"IF(D113=\"\",IF(E113>0,\"Ny data\",IF(E113=\"\",\"\",0)),IF(D113=0,IF(E113=0,0,\"Ny data\"),(E113-D113)/D113))","v":""},{"$f":"IF(E113=\"\",IF(F113>0,\"Ny data\",IF(F113=\"\",\"\",0)),IF(E113=0,IF(F113=0,0,\"Ny data\"),(F113-E113)/E113))","v":""}]
["Mindre renseanlæg",null,null,null,null,null,{"$f":"IF(D114=\"\",IF(E114>0,\"Ny data\",IF(E114=\"\",\"\",0)),IF(D114=0,IF(E114=0,0,\"Ny data\"),(E114-D114)/D114))","v":""},{"$f":"IF(E114=\"\",IF(F114>0,\"Ny data\",IF(F114=\"\",\"\",0)),IF(E114=0,IF(F114=0,0,\"Ny data\"),(F114-E114)/E114))","v":""}]
["Mindre renseanlæg < 5.000 PE","PE",40,4200,null,null,{"$f":"IF(D115=\"\",IF(E115>0,\"Ny data\",IF(E115=\"\",\"\",0)),IF(D115=0,IF(E115=0,0,\"Ny data\"),(E115-D115)/D115))","v":-1},{"$f":"IF(E115=\"\",IF(F115>0,\"Ny data\",IF(F115=\"\",\"\",0)),IF(E115=0,IF(F115=0,0,\"Ny data\"),(F115-E115)/E115))","v":""}]
["Renseanlæg >= 5.000 PE, Vandbehandling",null,null,null,null,null,{"$f":"IF(D116=\"\",IF(E116>0,\"Ny data\",IF(E116=\"\",\"\",0)),IF(D116=0,IF(E116=0,0,\"Ny data\"),(E116-D116)/D116))","v":""},{"$f":"IF(E116=\"\",IF(F116>0,\"Ny data\",IF(F116=\"\",\"\",0)),IF(E116=0,IF(F116=0,0,\"Ny data\"),(F116-E116)/E116))","v":""}]
["Indløb med riste, Konstruktioner","PE",60,0,null,null,{"$f":"IF(D117=\"\",IF(E117>0,\"Ny data\",IF(E117=\"\",\"\",0)),IF(D117=0,IF(E117=0,0,\"Ny data\"),(E117-D117)/D117))","v":0},{"$f":"IF(E117=\"\",IF(F117>0,\"Ny data\",IF(F117=\"\",\"\",0)),IF(E117=0,IF(F117=0,0,\"Ny data\"),(F117-E117)/E117))","v":""}]
["Indløb med riste, Mek/EL","PE",20,0,null,null,{"$f":"IF(D118=\"\",IF(E118>0,\"Ny data\",IF(E118=\"\",\"\",0)),IF(D118=0,IF(E118=0,0,\"Ny data\"),(E118-D118)/D118))","v":0},{"$f":"IF(E118=\"\",IF(F118>0,\"Ny data\",IF(F118=\"\",\"\",0)),IF(E118=0,IF(F118=0,0,\"Ny data\"),(F118-E118)/E118))","v":""}]
["Indløb med riste, SRO","PE",10,0,null,null,{"$f":"IF(D119=\"\",IF(E119>0,\"Ny data\",IF(E119=\"\",\"\",0)),IF(D119=0,IF(E119=0,0,\"Ny data\"),(E119-D119)/D119))","v":0},{"$f":"IF(E119=\"\",IF(F119>0,\"Ny data\",IF(F119=\"\",\"\",0)),IF(E119=0,IF(F119=0,0,\"Ny data\"),(F119-E119)/E119))","v":""}]
["Sand- og fedtfang, Kontruktioner","PE",60,0,null,null,{"$f":"IF(D120=\"\",IF(E120>0,\"Ny data\",IF(E120=\"\",\"\",0)),IF(D120=0,IF(E120=0,0,\"Ny data\"),(E120-D120)/D120))","v":0},{"$f":"IF(E120=\"\",IF(F120>0,\"Ny data\",IF(F120=\"\",\"\",0)),IF(E120=0,IF(F120=0,0,\"Ny data\"),(F120-E120)/E120))","v":""}]
["Sand- og fedtfang, Mek/EL","PE",20,0,null,null,{"$f":"IF(D121=\"\",IF(E121>0,\"Ny data\",IF(E121=\"\",\"\",0)),IF(D121=0,IF(E121=0,0,\"Ny data\"),(E121-D121)/D121))","v":0},{"$f":"IF(E121=\"\",IF(F121>0,\"Ny data\",IF(F121=\"\",\"\",0)),IF(E121=0,IF(F121=0,0,\"Ny data\"),(F121-E121)/E121))","v":""}]
["Sand- og fedtfang, SRO","PE",10,0,null,null,{"$f":"IF(D122=\"\",IF(E122>0,\"Ny data\",IF(E122=\"\",\"\",0)),IF(D122=0,IF(E122=0,0,\"Ny data\"),(E122-D122)/D122))","v":0},{"$f":"IF(E122=\"\",IF(F122>0,\"Ny data\",IF(F122=\"\",\"\",0)),IF(E122=0,IF(F122=0,0,\"Ny data\"),(F122-E122)/E122))","v":""}]
["Forklaring, Konstruktioner","PE",60,0,null,null,{"$f":"IF(D123=\"\",IF(E123>0,\"Ny data\",IF(E123=\"\",\"\",0)),IF(D123=0,IF(E123=0,0,\"Ny data\"),(E123-D123)/D123))","v":0},{"$f":"IF(E123=\"\",IF(F123>0,\"Ny data\",IF(F123=\"\",\"\",0)),IF(E123=0,IF(F123=0,0,\"Ny data\"),(F123-E123)/E123))","v":""}]
["Forklaring, Mek/EL","PE",20,0,null,null,{"$f":"IF(D124=\"\",IF(E124>0,\"Ny data\",IF(E124=\"\",\"\",0)),IF(D124=0,IF(E124=0,0,\"Ny data\"),(E124-D124)/D124))","v":0},{"$f":"IF(E124=\"\",IF(F124>0,\"Ny data\",IF(F124=\"\",\"\",0)),IF(E124=0,IF(F124=0,0,\"Ny data\"),(F124-E124)/E124))","v":""}]
["Forklaring, SRO","PE",10,0,null,null,{"$f":"IF(D125=\"\",IF(E125>0,\"Ny data\",IF(E125=\"\",\"\",0)),IF(D125=0,IF(E125=0,0,\"Ny data\"),(E125-D125)/D125))","v":0},{"$f":"IF(E125=\"\",IF(F125>0,\"Ny data\",IF(F125=\"\",\"\",0)),IF(E125=0,IF(F125=0,0,\"Ny data\"),(F125-E125)/E125))","v":""}]
["Beluftningstanke, Konstruktioner","PE",60,0,null,null,{"$f":"IF(D126=\"\",IF(E126>0,\"Ny data\",IF(E126=\"\",\"\",0)),IF(D126=0,IF(E126=0,0,\"Ny data\"),(E126-D126)/D126))","v":0},{"$f":"IF(E126=\"\",IF(F126>0,\"Ny data\",IF(F126=\"\",\"\",0)),IF(E126=0,IF(F126=0,0,\"Ny data\"),(F126-E126)/E126))","v":""}]
["Beluftningstanke, Mek/EL","PE",20,0,null,null,{"$f":"IF(D127=\"\",IF(E127>0,\"Ny data\",IF(E127=\"\",\"\",0)),IF(D127=0,IF(E127=0,0,\"Ny data\"),(E127-D127)/D127))","v":0},{"$f":"IF(E127=\"\",IF(F127>0,\"Ny data\",IF(F127=\"\",\"\",0)),IF(E127=0,IF(F127=0,0,\"Ny data\"),(F127-E127)/E127))","v":""}]
["Beluftningstanke, SRO","PE",10,0,null,null,{"$f":"IF(D128=\"\",IF(E128>0,\"Ny data\",IF(E128=\"\",\"\",0)),IF(D128=0,IF(E128=0,0,\"Ny data\"),(E128-D128)/D128))","v":0},{"$f":"IF(E128=\"\",IF(F128>0,\"Ny data\",IF(F128=\"\",\"\",0)),IF(E128=0,IF(F128=0,0,\"Ny data\"),(F128-E128)/E128))","v":""}]
["Efterklaringstanke, Konstruktioner","PE",60,0,null,null,{"$f":"IF(D129=\"\",IF(E129>0,\"Ny data\",IF(E129=\"\",\"\",0)),IF(D129=0,IF(E129=0,0,\"Ny data\"),(E129-D129)/D129))","v":0},{"$f":"IF(E129=\"\",IF(F129>0,\"Ny data\",IF(F129=\"\",\"\",0)),IF(E129=0,IF(F129=0,0,\"Ny data\"),(F129-E129)/E129))","v":""}]
["Efterklaringstanke, Mek/El","PE",20,0,null,null,{"$f":"IF(D130=\"\",IF(E130>0,\"Ny data\",IF(E130=\"\",\"\",0)),IF(D130=0,IF(E130=0,0,\"Ny data\"),(E130-D130)/D130))","v":0},{"$f":"IF(E130=\"\",IF(F130>0,\"Ny data\",IF(F130=\"\",\"\",0)),IF(E130=0,IF(F130=0,0,\"Ny data\"),(F130-E130)/E130))","v":""}]
["Efterklaringstanke, SRO","PE",10,0,null,null,{"$f":"IF(D131=\"\",IF(E131>0,\"Ny data\",IF(E131=\"\",\"\",0)),IF(D131=0,IF(E131=0,0,\"Ny data\"),(E131-D131)/D131))","v":0},{"$f":"IF(E131=\"\",IF(F131>0,\"Ny data\",IF(F131=\"\",\"\",0)),IF(E131=0,IF(F131=0,0,\"Ny data\"),(F131-E131)/E131))","v":""}]
["Efterbehandlingsanlæg (sandfilter), Konstruktioner","PE",60,0,null,null,{"$f":"IF(D132=\"\",IF(E132>0,\"Ny data\",IF(E132=\"\",\"\",0)),IF(D132=0,IF(E132=0,0,\"Ny data\"),(E132-D132)/D132))","v":0},{"$f":"IF(E132=\"\",IF(F132>0,\"Ny data\",IF(F132=\"\",\"\",0)),IF(E132=0,IF(F132=0,0,\"Ny data\"),(F132-E132)/E132))","v":""}]
["Efterbehandlingsanlæg (sandfilter), Mek/EL","PE",20,0,null,null,{"$f":"IF(D133=\"\",IF(E133>0,\"Ny data\",IF(E133=\"\",\"\",0)),IF(D133=0,IF(E133=0,0,\"Ny data\"),(E133-D133)/D133))","v":0},{"$f":"IF(E133=\"\",IF(F133>0,\"Ny data\",IF(F133=\"\",\"\",0)),IF(E133=0,IF(F133=0,0,\"Ny data\"),(F133-E133)/E133))","v":""}]
["Efterbehandlingsanlæg (sandfilter), SRO","PE",10,0,null,null,{"$f":"IF(D134=\"\",IF(E134>0,\"Ny data\",IF(E134=\"\",\"\",0)),IF(D134=0,IF(E134=0,0,\"Ny data\"),(E134-D134)/D134))","v":0},{"$f":"IF(E134=\"\",IF(F134>0,\"Ny data\",IF(F134=\"\",\"\",0)),IF(E134=0,IF(F134=0,0,\"Ny data\"),(F134-E134)/E134))","v":""}]
["Renseanlæg >= 5.000 PE, Slambehandling",null,null,null,null,null,{"$f":"IF(D135=\"\",IF(E135>0,\"Ny data\",IF(E135=\"\",\"\",0)),IF(D135=0,IF(E135=0,0,\"Ny data\"),(E135-D135)/D135))","v":""},{"$f":"IF(E135=\"\",IF(F135>0,\"Ny data\",IF(F135=\"\",\"\",0)),IF(E135=0,IF(F135=0,0,\"Ny data\"),(F135-E135)/E135))","v":""}]
["Forafvanding, slam, Konstruktion","PE",60,0,null,null,{"$f":"IF(D136=\"\",IF(E136>0,\"Ny data\",IF(E136=\"\",\"\",0)),IF(D136=0,IF(E136=0,0,\"Ny data\"),(E136-D136)/D136))","v":0},{"$f":"IF(E136=\"\",IF(F136>0,\"Ny data\",IF(F136=\"\",\"\",0)),IF(E136=0,IF(F136=0,0,\"Ny data\"),(F136-E136)/E136))","v":""}]
["Forafvanding, slam, Mek/EL","PE",20,0,null,null,{"$f":"IF(D137=\"\",IF(E137>0,\"Ny data\",IF(E137=\"\",\"\",0)),IF(D137=0,IF(E137=0,0,\"Ny data\"),(E137-D137)/D137))","v":0},{"$f":"IF(E137=\"\",IF(F137>0,\"Ny data\",IF(F137=\"\",\"\",0)),IF(E137=0,IF(F137=0,0,\"Ny data\"),(F137-E137)/E137))","v":""}]
["Forafvanding, slam, SRO","PE",10,0,null,null,{"$f":"IF(D138=\"\",IF(E138>0,\"Ny data\",IF(E138=\"\",\"\",0)),IF(D138=0,IF(E138=0,0,\"Ny data\"),(E138-D138)/D138))","v":0},{"$f":"IF(E138=\"\",IF(F138>0,\"Ny data\",IF(F138=\"\",\"\",0)),IF(E138=0,IF(F138=0,0,\"Ny data\"),(F138-E138)/E138))","v":""}]
["Rådnetanke, slam, Konstruktioner","PE",60,0,null,null,{"$f":"IF(D139=\"\",IF(E139>0,\"Ny data\",IF(E139=\"\",\"\",0)),IF(D139=0,IF(E139=0,0,\"Ny data\"),(E139-D139)/D139))","v":0},{"$f":"IF(E139=\"\",IF(F139>0,\"Ny data\",IF(F139=\"\",\"\",0)),IF(E139=0,IF(F139=0,0,\"Ny data\"),(F139-E139)/E139))","v":""}]
["Rådnetanke, slam, Mek/EL","PE",20,0,null,null,{"$f":"IF(D140=\"\",IF(E140>0,\"Ny data\",IF(E140=\"\",\"\",0)),IF(D140=0,IF(E140=0,0,\"Ny data\"),(E140-D140)/D140))","v":0},{"$f":"IF(E140=\"\",IF(F140>0,\"Ny data\",IF(F140=\"\",\"\",0)),IF(E140=0,IF(F140=0,0,\"Ny data\"),(F140-E140)/E140))","v":""}]
["Rådnetanke, slam, SRO","PE",10,0,null,null,{"$f":"IF(D141=\"\",IF(E141>0,\"Ny data\",IF(E141=\"\",\"\",0)),IF(D141=0,IF(E141=0,0,\"Ny data\"),(E141-D141)/D141))","v":0},{"$f":"IF(E141=\"\",IF(F141>0,\"Ny data\",IF(F141=\"\",\"\",0)),IF(E141=0,IF(F141=0,0,\"Ny data\"),(F141-E141)/E141))","v":""}]
["Gasdisponering, Konstruktioner","PE",60,0,null,null,{"$f":"IF(D142=\"\",IF(E142>0,\"Ny data\",IF(E142=\"\",\"\",0)),IF(D142=0,IF(E142=0,0,\"Ny data\"),(E142-D142)/D142))","v":0},{"$f":"IF(E142=\"\",IF(F142>0,\"Ny data\",IF(F142=\"\",\"\",0)),IF(E142=0,IF(F142=0,0,\"Ny data\"),(F142-E142)/E142))","v":""}]
["Gasdisponering, Mek/EL","PE",20,0,null,null,{"$f":"IF(D143=\"\",IF(E143>0,\"Ny data\",IF(E143=\"\",\"\",0)),IF(D143=0,IF(E143=0,0,\"Ny data\"),(E143-D143)/D143))","v":0},{"$f":"IF(E143=\"\",IF(F143>0,\"Ny data\",IF(F143=\"\",\"\",0)),IF(E143=0,IF(F143=0,0,\"Ny data\"),(F143-E143)/E143))","v":""}]
["Gasdisponering, SRO","PE",10,0,null,null,{"$f":"IF(D144=\"\",IF(E144>0,\"Ny data\",IF(E144=\"\",\"\",0)),IF(D144=0,IF(E144=0,0,\"Ny data\"),(E144-D144)/D144))","v":0},{"$f":"IF(E144=\"\",IF(F144>0,\"Ny data\",IF(F144=\"\",\"\",0)),IF(E144=0,IF(F144=0,0,\"Ny data\"),(F144-E144)/E144))","v":""}]
["Gasdisponering - elproduktionsanlæg, Konstruktioner","PE",60,0,null,null,{"$f":"IF(D145=\"\",IF(E145>0,\"Ny data\",IF(E145=\"\",\"\",0)),IF(D145=0,IF(E145=0,0,\"Ny data\"),(E145-D145)/D145))","v":0},{"$f":"IF(E145=\"\",IF(F145>0,\"Ny data\",IF(F145=\"\",\"\",0)),IF(E145=0,IF(F145=0,0,\"Ny data\"),(F145-E145)/E145))","v":""}]
["Gasdisponering - elproduktionsanlæg, Mek/EL","PE",20,0,null,null,{"$f":"IF(D146=\"\",IF(E146>0,\"Ny data\",IF(E146=\"\",\"\",0)),IF(D146=0,IF(E146=0,0,\"Ny data\"),(E146-D146)/D146))","v":0},{"$f":"IF(E146=\"\",IF(F146>0,\"Ny data\",IF(F146=\"\",\"\",0)),IF(E146=0,IF(F146=0,0,\"Ny data\"),(F146-E146)/E146))","v":""}]
["Gasdisponering - elproduktionsanlæg, SRO","PE",10,0,null,null,{"$f":"IF(D147=\"\",IF(E147>0,\"Ny data\",IF(E147=\"\",\"\",0)),IF(D147=0,IF(E147=0,0,\"Ny data\"),(E147-D147)/D147))","v":0},{"$f":"IF(E147=\"\",IF(F147>0,\"Ny data\",IF(F147=\"\",\"\",0)),IF(E147=0,IF(F147=0,0,\"Ny data\"),(F147-E147)/E147))","v":""}]
["Gasrensning - Aktivt kulfilter","m3/t",15,0,null,null,{"$f":"IF(D148=\"\",IF(E148>0,\"Ny data\",IF(E148=\"\",\"\",0)),IF(D148=0,IF(E148=0,0,\"Ny data\"),(E148-D148)/D148))","v":0},{"$f":"IF(E148=\"\",IF(F148>0,\"Ny data\",IF(F148=\"\",\"\",0)),IF(E148=0,IF(F148=0,0,\"Ny data\"),(F148-E148)/E148))","v":""}]
["Gasrensning - Biologisk skrubber","m3/t",15,0,null,null,{"$f":"IF(D149=\"\",IF(E149>0,\"Ny data\",IF(E149=\"\",\"\",0)),IF(D149=0,IF(E149=0,0,\"Ny data\"),(E149-D149)/D149))","v":0},{"$f":"IF(E149=\"\",IF(F149>0,\"Ny data\",IF(F149=\"\",\"\",0)),IF(E149=0,IF(F149=0,0,\"Ny data\"),(F149-E149)/E149))","v":""}]
["Opgraderingsanlæg - Membran","m3/t",15,0,null,null,{"$f":"IF(D150=\"\",IF(E150>0,\"Ny data\",IF(E150=\"\",\"\",0)),IF(D150=0,IF(E150=0,0,\"Ny data\"),(E150-D150)/D150))","v":0},{"$f":"IF(E150=\"\",IF(F150>0,\"Ny data\",IF(F150=\"\",\"\",0)),IF(E150=0,IF(F150=0,0,\"Ny data\"),(F150-E150)/E150))","v":""}]
["Varmeproduktionsanlæg","m3/t",15,0,null,null,{"$f":"IF(D151=\"\",IF(E151>0,\"Ny data\",IF(E151=\"\",\"\",0)),IF(D151=0,IF(E151=0,0,\"Ny data\"),(E151-D151)/D151))","v":0},{"$f":"IF(E151=\"\",IF(F151>0,\"Ny data\",IF(F151=\"\",\"\",0)),IF(E151=0,IF(F151=0,0,\"Ny data\"),(F151-E151)/E151))","v":""}]
["Slutafvanding, slam - lavteknologisk (slambede), Konstruktioner","PE",60,0,null,null,{"$f":"IF(D152=\"\",IF(E152>0,\"Ny data\",IF(E152=\"\",\"\",0)),IF(D152=0,IF(E152=0,0,\"Ny data\"),(E152-D152)/D152))","v":0},{"$f":"IF(E152=\"\",IF(F152>0,\"Ny data\",IF(F152=\"\",\"\",0)),IF(E152=0,IF(F152=0,0,\"Ny data\"),(F152-E152)/E152))","v":""}]
["Slutafvanding, slam - lavteknologisk (slambede), Mek/EL","PE",20,0,null,null,{"$f":"IF(D153=\"\",IF(E153>0,\"Ny data\",IF(E153=\"\",\"\",0)),IF(D153=0,IF(E153=0,0,\"Ny data\"),(E153-D153)/D153))","v":0},{"$f":"IF(E153=\"\",IF(F153>0,\"Ny data\",IF(F153=\"\",\"\",0)),IF(E153=0,IF(F153=0,0,\"Ny data\"),(F153-E153)/E153))","v":""}]
["Slutafvanding, slam - lavteknologisk (slambede), SRO","PE",10,0,null,null,{"$f":"IF(D154=\"\",IF(E154>0,\"Ny data\",IF(E154=\"\",\"\",0)),IF(D154=0,IF(E154=0,0,\"Ny data\"),(E154-D154)/D154))","v":0},{"$f":"IF(E154=\"\",IF(F154>0,\"Ny data\",IF(F154=\"\",\"\",0)),IF(E154=0,IF(F154=0,0,\"Ny data\"),(F154-E154)/E154))","v":""}]
["Slutafvanding, slam - højteknologisk (centrifuger), Konstruktioner","PE",60,0,null,null,{"$f":"IF(D155=\"\",IF(E155>0,\"Ny data\",IF(E155=\"\",\"\",0)),IF(D155=0,IF(E155=0,0,\"Ny data\"),(E155-D155)/D155))","v":0},{"$f":"IF(E155=\"\",IF(F155>0,\"Ny data\",IF(F155=\"\",\"\",0)),IF(E155=0,IF(F155=0,0,\"Ny data\"),(F155-E155)/E155))","v":""}]
["Slutafvanding, slam - højteknologisk (centrifuger), Mek/El","PE",20,0,null,null,{"$f":"IF(D156=\"\",IF(E156>0,\"Ny data\",IF(E156=\"\",\"\",0)),IF(D156=0,IF(E156=0,0,\"Ny data\"),(E156-D156)/D156))","v":0},{"$f":"IF(E156=\"\",IF(F156>0,\"Ny data\",IF(F156=\"\",\"\",0)),IF(E156=0,IF(F156=0,0,\"Ny data\"),(F156-E156)/E156))","v":""}]
["Slutafvanding, slam - højteknologisk (centrifuger), SRO","PE",10,0,null,null,{"$f":"IF(D157=\"\",IF(E157>0,\"Ny data\",IF(E157=\"\",\"\",0)),IF(D157=0,IF(E157=0,0,\"Ny data\"),(E157-D157)/D157))","v":0},{"$f":"IF(E157=\"\",IF(F157>0,\"Ny data\",IF(F157=\"\",\"\",0)),IF(E157=0,IF(F157=0,0,\"Ny data\"),(F157-E157)/E157))","v":""}]
["Renseanlæg >= 5.000 PE, Slamdisponering",null,null,null,null,null,{"$f":"IF(D158=\"\",IF(E158>0,\"Ny data\",IF(E158=\"\",\"\",0)),IF(D158=0,IF(E158=0,0,\"Ny data\"),(E158-D158)/D158))","v":""},{"$f":"IF(E158=\"\",IF(F158>0,\"Ny data\",IF(F158=\"\",\"\",0)),IF(E158=0,IF(F158=0,0,\"Ny data\"),(F158-E158)/E158))","v":""}]
["Slutdisponering, slam - lavteknologisk (slammineralisering), Konstruktioner","PE",60,0,null,null,{"$f":"IF(D159=\"\",IF(E159>0,\"Ny data\",IF(E159=\"\",\"\",0)),IF(D159=0,IF(E159=0,0,\"Ny data\"),(E159-D159)/D159))","v":0},{"$f":"IF(E159=\"\",IF(F159>0,\"Ny data\",IF(F159=\"\",\"\",0)),IF(E159=0,IF(F159=0,0,\"Ny data\"),(F159-E159)/E159))","v":""}]
["Slutdisponering, slam - lavteknologisk (slammineralisering), Mek/EL","PE",20,0,null,null,{"$f":"IF(D160=\"\",IF(E160>0,\"Ny data\",IF(E160=\"\",\"\",0)),IF(D160=0,IF(E160=0,0,\"Ny data\"),(E160-D160)/D160))","v":0},{"$f":"IF(E160=\"\",IF(F160>0,\"Ny data\",IF(F160=\"\",\"\",0)),IF(E160=0,IF(F160=0,0,\"Ny data\"),(F160-E160)/E160))","v":""}]
["Slutdisponering, slam - lavteknologisk (slammineralisering), SRO","PE",10,0,null,null,{"$f":"IF(D161=\"\",IF(E161>0,\"Ny data\",IF(E161=\"\",\"\",0)),IF(D161=0,IF(E161=0,0,\"Ny data\"),(E161-D161)/D161))","v":0},{"$f":"IF(E161=\"\",IF(F161>0,\"Ny data\",IF(F161=\"\",\"\",0)),IF(E161=0,IF(F161=0,0,\"Ny data\"),(F161-E161)/E161))","v":""}]
["Slutdisponering, slam - højteknologisk (slamtørring), Konstruktioner","PE",60,0,null,null,{"$f":"IF(D162=\"\",IF(E162>0,\"Ny data\",IF(E162=\"\",\"\",0)),IF(D162=0,IF(E162=0,0,\"Ny data\"),(E162-D162)/D162))","v":0},{"$f":"IF(E162=\"\",IF(F162>0,\"Ny data\",IF(F162=\"\",\"\",0)),IF(E162=0,IF(F162=0,0,\"Ny data\"),(F162-E162)/E162))","v":""}]
["Slutdisponering, slam - højteknologisk (slamtørring), Mek/EL","PE",20,0,null,null,{"$f":"IF(D163=\"\",IF(E163>0,\"Ny data\",IF(E163=\"\",\"\",0)),IF(D163=0,IF(E163=0,0,\"Ny data\"),(E163-D163)/D163))","v":0},{"$f":"IF(E163=\"\",IF(F163>0,\"Ny data\",IF(F163=\"\",\"\",0)),IF(E163=0,IF(F163=0,0,\"Ny data\"),(F163-E163)/E163))","v":""}]
["Slutdisponering, slam - højteknologisk (slamtørring), SRO","PE",10,0,null,null,{"$f":"IF(D164=\"\",IF(E164>0,\"Ny data\",IF(E164=\"\",\"\",0)),IF(D164=0,IF(E164=0,0,\"Ny data\"),(E164-D164)/D164))","v":0},{"$f":"IF(E164=\"\",IF(F164>0,\"Ny data\",IF(F164=\"\",\"\",0)),IF(E164=0,IF(F164=0,0,\"Ny data\"),(F164-E164)/E164))","v":""}]
["Slutdisponering, slam - højteknologisk (slamtørring og -forbrænding), Konstruktioner","PE",60,0,null,null,{"$f":"IF(D165=\"\",IF(E165>0,\"Ny data\",IF(E165=\"\",\"\",0)),IF(D165=0,IF(E165=0,0,\"Ny data\"),(E165-D165)/D165))","v":0},{"$f":"IF(E165=\"\",IF(F165>0,\"Ny data\",IF(F165=\"\",\"\",0)),IF(E165=0,IF(F165=0,0,\"Ny data\"),(F165-E165)/E165))","v":""}]
["Slutdisponering, slam - højteknologisk (slamtørring og -forbrænding), Mek/EL","PE",20,0,null,null,{"$f":"IF(D166=\"\",IF(E166>0,\"Ny data\",IF(E166=\"\",\"\",0)),IF(D166=0,IF(E166=0,0,\"Ny data\"),(E166-D166)/D166))","v":0},{"$f":"IF(E166=\"\",IF(F166>0,\"Ny data\",IF(F166=\"\",\"\",0)),IF(E166=0,IF(F166=0,0,\"Ny data\"),(F166-E166)/E166))","v":""}]
["Slutdisponering, slam - højteknologisk (slamtørring og -forbrænding), SRO","PE",10,0,null,null,{"$f":"IF(D167=\"\",IF(E167>0,\"Ny data\",IF(E167=\"\",\"\",0)),IF(D167=0,IF(E167=0,0,\"Ny data\"),(E167-D167)/D167))","v":0},{"$f":"IF(E167=\"\",IF(F167>0,\"Ny data\",IF(F167=\"\",\"\",0)),IF(E167=0,IF(F167=0,0,\"Ny data\"),(F167-E167)/E167))","v":""}]
["Renseanlæg 4",null,null,null,null,null,{"$f":"IF(D168=\"\",IF(E168>0,\"Ny data\",IF(E168=\"\",\"\",0)),IF(D168=0,IF(E168=0,0,\"Ny data\"),(E168-D168)/D168))","v":""},{"$f":"IF(E168=\"\",IF(F168>0,\"Ny data\",IF(F168=\"\",\"\",0)),IF(E168=0,IF(F168=0,0,\"Ny data\"),(F168-E168)/E168))","v":""}]
["Mindre renseanlæg",null,null,null,null,null,{"$f":"IF(D169=\"\",IF(E169>0,\"Ny data\",IF(E169=\"\",\"\",0)),IF(D169=0,IF(E169=0,0,\"Ny data\"),(E169-D169)/D169))","v":""},{"$f":"IF(E169=\"\",IF(F169>0,\"Ny data\",IF(F169=\"\",\"\",0)),IF(E169=0,IF(F169=0,0,\"Ny data\"),(F169-E169)/E169))","v":""}]
["Mindre renseanlæg < 5.000 PE","PE",40,4000,null,null,{"$f":"IF(D170=\"\",IF(E170>0,\"Ny data\",IF(E170=\"\",\"\",0)),IF(D170=0,IF(E170=0,0,\"Ny data\"),(E170-D170)/D170))","v":-1},{"$f":"IF(E170=\"\",IF(F170>0,\"Ny data\",IF(F170=\"\",\"\",0)),IF(E170=0,IF(F170=0,0,\"Ny data\"),(F170-E170)/E170))","v":""}]
["Renseanlæg >= 5.000 PE, Vandbehandling",null,null,null,null,null,{"$f":"IF(D171=\"\",IF(E171>0,\"Ny data\",IF(E171=\"\",\"\",0)),IF(D171=0,IF(E171=0,0,\"Ny data\"),(E171-D171)/D171))","v":""},{"$f":"IF(E171=\"\",IF(F171>0,\"Ny data\",IF(F171=\"\",\"\",0)),IF(E171=0,IF(F171=0,0,\"Ny data\"),(F171-E171)/E171))","v":""}]
["Indløb med riste, Konstruktioner","PE",60,0,null,null,{"$f":"IF(D172=\"\",IF(E172>0,\"Ny data\",IF(E172=\"\",\"\",0)),IF(D172=0,IF(E172=0,0,\"Ny data\"),(E172-D172)/D172))","v":0},{"$f":"IF(E172=\"\",IF(F172>0,\"Ny data\",IF(F172=\"\",\"\",0)),IF(E172=0,IF(F172=0,0,\"Ny data\"),(F172-E172)/E172))","v":""}]
["Indløb med riste, Mek/EL","PE",20,0,null,null,{"$f":"IF(D173=\"\",IF(E173>0,\"Ny data\",IF(E173=\"\",\"\",0)),IF(D173=0,IF(E173=0,0,\"Ny data\"),(E173-D173)/D173))","v":0},{"$f":"IF(E173=\"\",IF(F173>0,\"Ny data\",IF(F173=\"\",\"\",0)),IF(E173=0,IF(F173=0,0,\"Ny data\"),(F173-E173)/E173))","v":""}]
["Indløb med riste, SRO","PE",10,0,null,null,{"$f":"IF(D174=\"\",IF(E174>0,\"Ny data\",IF(E174=\"\",\"\",0)),IF(D174=0,IF(E174=0,0,\"Ny data\"),(E174-D174)/D174))","v":0},{"$f":"IF(E174=\"\",IF(F174>0,\"Ny data\",IF(F174=\"\",\"\",0)),IF(E174=0,IF(F174=0,0,\"Ny data\"),(F174-E174)/E174))","v":""}]
["Sand- og fedtfang, Kontruktioner","PE",60,0,null,null,{"$f":"IF(D175=\"\",IF(E175>0,\"Ny data\",IF(E175=\"\",\"\",0)),IF(D175=0,IF(E175=0,0,\"Ny data\"),(E175-D175)/D175))","v":0},{"$f":"IF(E175=\"\",IF(F175>0,\"Ny data\",IF(F175=\"\",\"\",0)),IF(E175=0,IF(F175=0,0,\"Ny data\"),(F175-E175)/E175))","v":""}]
["Sand- og fedtfang, Mek/EL","PE",20,0,null,null,{"$f":"IF(D176=\"\",IF(E176>0,\"Ny data\",IF(E176=\"\",\"\",0)),IF(D176=0,IF(E176=0,0,\"Ny data\"),(E176-D176)/D176))","v":0},{"$f":"IF(E176=\"\",IF(F176>0,\"Ny data\",IF(F176=\"\",\"\",0)),IF(E176=0,IF(F176=0,0,\"Ny data\"),(F176-E176)/E176))","v":""}]
["Sand- og fedtfang, SRO","PE",10,0,null,null,{"$f":"IF(D177=\"\",IF(E177>0,\"Ny data\",IF(E177=\"\",\"\",0)),IF(D177=0,IF(E177=0,0,\"Ny data\"),(E177-D177)/D177))","v":0},{"$f":"IF(E177=\"\",IF(F177>0,\"Ny data\",IF(F177=\"\",\"\",0)),IF(E177=0,IF(F177=0,0,\"Ny data\"),(F177-E177)/E177))","v":""}]
["Forklaring, Konstruktioner","PE",60,0,null,null,{"$f":"IF(D178=\"\",IF(E178>0,\"Ny data\",IF(E178=\"\",\"\",0)),IF(D178=0,IF(E178=0,0,\"Ny data\"),(E178-D178)/D178))","v":0},{"$f":"IF(E178=\"\",IF(F178>0,\"Ny data\",IF(F178=\"\",\"\",0)),IF(E178=0,IF(F178=0,0,\"Ny data\"),(F178-E178)/E178))","v":""}]
["Forklaring, Mek/EL","PE",20,0,null,null,{"$f":"IF(D179=\"\",IF(E179>0,\"Ny data\",IF(E179=\"\",\"\",0)),IF(D179=0,IF(E179=0,0,\"Ny data\"),(E179-D179)/D179))","v":0},{"$f":"IF(E179=\"\",IF(F179>0,\"Ny data\",IF(F179=\"\",\"\",0)),IF(E179=0,IF(F179=0,0,\"Ny data\"),(F179-E179)/E179))","v":""}]
["Forklaring, SRO","PE",10,0,null,null,{"$f":"IF(D180=\"\",IF(E180>0,\"Ny data\",IF(E180=\"\",\"\",0)),IF(D180=0,IF(E180=0,0,\"Ny data\"),(E180-D180)/D180))","v":0},{"$f":"IF(E180=\"\",IF(F180>0,\"Ny data\",IF(F180=\"\",\"\",0)),IF(E180=0,IF(F180=0,0,\"Ny data\"),(F180-E180)/E180))","v":""}]
["Beluftningstanke, Konstruktioner","PE",60,0,null,null,{"$f":"IF(D181=\"\",IF(E181>0,\"Ny data\",IF(E181=\"\",\"\",0)),IF(D181=0,IF(E181=0,0,\"Ny data\"),(E181-D181)/D181))","v":0},{"$f":"IF(E181=\"\",IF(F181>0,\"Ny data\",IF(F181=\"\",\"\",0)),IF(E181=0,IF(F181=0,0,\"Ny data\"),(F181-E181)/E181))","v":""}]
["Beluftningstanke, Mek/EL","PE",20,0,null,null,{"$f":"IF(D182=\"\",IF(E182>0,\"Ny data\",IF(E182=\"\",\"\",0)),IF(D182=0,IF(E182=0,0,\"Ny data\"),(E182-D182)/D182))","v":0},{"$f":"IF(E182=\"\",IF(F182>0,\"Ny data\",IF(F182=\"\",\"\",0)),IF(E182=0,IF(F182=0,0,\"Ny data\"),(F182-E182)/E182))","v":""}]
["Beluftningstanke, SRO","PE",10,0,null,null,{"$f":"IF(D183=\"\",IF(E183>0,\"Ny data\",IF(E183=\"\",\"\",0)),IF(D183=0,IF(E183=0,0,\"Ny data\"),(E183-D183)/D183))","v":0},{"$f":"IF(E183=\"\",IF(F183>0,\"Ny data\",IF(F183=\"\",\"\",0)),IF(E183=0,IF(F183=0,0,\"Ny data\"),(F183-E183)/E183))","v":""}]
["Efterklaringstanke, Konstruktioner","PE",60,0,null,null,{"$f":"IF(D184=\"\",IF(E184>0,\"Ny data\",IF(E184=\"\",\"\",0)),IF(D184=0,IF(E184=0,0,\"Ny data\"),(E184-D184)/D184))","v":0},{"$f":"IF(E184=\"\",IF(F184>0,\"Ny data\",IF(F184=\"\",\"\",0)),IF(E184=0,IF(F184=0,0,\"Ny data\"),(F184-E184)/E184))","v":""}]
["Efterklaringstanke, Mek/El","PE",20,0,null,null,{"$f":"IF(D185=\"\",IF(E185>0,\"Ny data\",IF(E185=\"\",\"\",0)),IF(D185=0,IF(E185=0,0,\"Ny data\"),(E185-D185)/D185))","v":0},{"$f":"IF(E185=\"\",IF(F185>0,\"Ny data\",IF(F185=\"\",\"\",0)),IF(E185=0,IF(F185=0,0,\"Ny data\"),(F185-E185)/E185))","v":""}]
["Efterklaringstanke, SRO","PE",10,0,null,null,{"$f":"IF(D186=\"\",IF(E186>0,\"Ny data\",IF(E186=\"\",\"\",0)),IF(D186=0,IF(E186=0,0,\"Ny data\"),(E186-D186)/D186))","v":0},{"$f":"IF(E186=\"\",IF(F186>0,\"Ny data\",IF(F186=\"\",\"\",0)),IF(E186=0,IF(F186=0,0,\"Ny data\"),(F186-E186)/E186))","v":""}]
["Efterbehandlingsanlæg (sandfilter), Konstruktioner","PE",60,0,null,null,{"$f":"IF(D187=\"\",IF(E187>0,\"Ny data\",IF(E187=\"\",\"\",0)),IF(D187=0,IF(E187=0,0,\"Ny data\"),(E187-D187)/D187))","v":0},{"$f":"IF(E187=\"\",IF(F187>0,\"Ny data\",IF(F187=\"\",\"\",0)),IF(E187=0,IF(F187=0,0,\"Ny data\"),(F187-E187)/E187))","v":""}]
["Efterbehandlingsanlæg (sandfilter), Mek/EL","PE",20,0,null,null,{"$f":"IF(D188=\"\",IF(E188>0,\"Ny data\",IF(E188=\"\",\"\",0)),IF(D188=0,IF(E188=0,0,\"Ny data\"),(E188-D188)/D188))","v":0},{"$f":"IF(E188=\"\",IF(F188>0,\"Ny data\",IF(F188=\"\",\"\",0)),IF(E188=0,IF(F188=0,0,\"Ny data\"),(F188-E188)/E188))","v":""}]
["Efterbehandlingsanlæg (sandfilter), SRO","PE",10,0,null,null,{"$f":"IF(D189=\"\",IF(E189>0,\"Ny data\",IF(E189=\"\",\"\",0)),IF(D189=0,IF(E189=0,0,\"Ny data\"),(E189-D189)/D189))","v":0},{"$f":"IF(E189=\"\",IF(F189>0,\"Ny data\",IF(F189=\"\",\"\",0)),IF(E189=0,IF(F189=0,0,\"Ny data\"),(F189-E189)/E189))","v":""}]
["Renseanlæg >= 5.000 PE, Slambehandling",null,null,null,null,null,{"$f":"IF(D190=\"\",IF(E190>0,\"Ny data\",IF(E190=\"\",\"\",0)),IF(D190=0,IF(E190=0,0,\"Ny data\"),(E190-D190)/D190))","v":""},{"$f":"IF(E190=\"\",IF(F190>0,\"Ny data\",IF(F190=\"\",\"\",0)),IF(E190=0,IF(F190=0,0,\"Ny data\"),(F190-E190)/E190))","v":""}]
["Forafvanding, slam, Konstruktion","PE",60,0,null,null,{"$f":"IF(D191=\"\",IF(E191>0,\"Ny data\",IF(E191=\"\",\"\",0)),IF(D191=0,IF(E191=0,0,\"Ny data\"),(E191-D191)/D191))","v":0},{"$f":"IF(E191=\"\",IF(F191>0,\"Ny data\",IF(F191=\"\",\"\",0)),IF(E191=0,IF(F191=0,0,\"Ny data\"),(F191-E191)/E191))","v":""}]
["Forafvanding, slam, Mek/EL","PE",20,0,null,null,{"$f":"IF(D192=\"\",IF(E192>0,\"Ny data\",IF(E192=\"\",\"\",0)),IF(D192=0,IF(E192=0,0,\"Ny data\"),(E192-D192)/D192))","v":0},{"$f":"IF(E192=\"\",IF(F192>0,\"Ny data\",IF(F192=\"\",\"\",0)),IF(E192=0,IF(F192=0,0,\"Ny data\"),(F192-E192)/E192))","v":""}]
["Forafvanding, slam, SRO","PE",10,0,null,null,{"$f":"IF(D193=\"\",IF(E193>0,\"Ny data\",IF(E193=\"\",\"\",0)),IF(D193=0,IF(E193=0,0,\"Ny data\"),(E193-D193)/D193))","v":0},{"$f":"IF(E193=\"\",IF(F193>0,\"Ny data\",IF(F193=\"\",\"\",0)),IF(E193=0,IF(F193=0,0,\"Ny data\"),(F193-E193)/E193))","v":""}]
["Rådnetanke, slam, Konstruktioner","PE",60,0,null,null,{"$f":"IF(D194=\"\",IF(E194>0,\"Ny data\",IF(E194=\"\",\"\",0)),IF(D194=0,IF(E194=0,0,\"Ny data\"),(E194-D194)/D194))","v":0},{"$f":"IF(E194=\"\",IF(F194>0,\"Ny data\",IF(F194=\"\",\"\",0)),IF(E194=0,IF(F194=0,0,\"Ny data\"),(F194-E194)/E194))","v":""}]
["Rådnetanke, slam, Mek/EL","PE",20,0,null,null,{"$f":"IF(D195=\"\",IF(E195>0,\"Ny data\",IF(E195=\"\",\"\",0)),IF(D195=0,IF(E195=0,0,\"Ny data\"),(E195-D195)/D195))","v":0},{"$f":"IF(E195=\"\",IF(F195>0,\"Ny data\",IF(F195=\"\",\"\",0)),IF(E195=0,IF(F195=0,0,\"Ny data\"),(F195-E195)/E195))","v":""}]
["Rådnetanke, slam, SRO","PE",10,0,null,null,{"$f":"IF(D196=\"\",IF(E196>0,\"Ny data\",IF(E196=\"\",\"\",0)),IF(D196=0,IF(E196=0,0,\"Ny data\"),(E196-D196)/D196))","v":0},{"$f":"IF(E196=\"\",IF(F196>0,\"Ny data\",IF(F196=\"\",\"\",0)),IF(E196=0,IF(F196=0,0,\"Ny data\"),(F196-E196)/E196))","v":""}]
["Gasdisponering, Konstruktioner","PE",60,0,null,null,{"$f":"IF(D197=\"\",IF(E197>0,\"Ny data\",IF(E197=\"\",\"\",0)),IF(D197=0,IF(E197=0,0,\"Ny data\"),(E197-D197)/D197))","v":0},{"$f":"IF(E197=\"\",IF(F197>0,\"Ny data\",IF(F197=\"\",\"\",0)),IF(E197=0,IF(F197=0,0,\"Ny data\"),(F197-E197)/E197))","v":""}]
["Gasdisponering, Mek/EL","PE",20,0,null,null,{"$f":"IF(D198=\"\",IF(E198>0,\"Ny data\",IF(E198=\"\",\"\",0)),IF(D198=0,IF(E198=0,0,\"Ny data\"),(E198-D198)/D198))","v":0},{"$f":"IF(E198=\"\",IF(F198>0,\"Ny data\",IF(F198=\"\",\"\",0)),IF(E198=0,IF(F198=0,0,\"Ny data\"),(F198-E198)/E198))","v":""}]
["Gasdisponering, SRO","PE",10,0,null,null,{"$f":"IF(D199=\"\",IF(E199>0,\"Ny data\",IF(E199=\"\",\"\",0)),IF(D199=0,IF(E199=0,0,\"Ny data\"),(E199-D199)/D199))","v":0},{"$f":"IF(E199=\"\",IF(F199>0,\"Ny data\",IF(F199=\"\",\"\",0)),IF(E199=0,IF(F199=0,0,\"Ny data\"),(F199-E199)/E199))","v":""}]
["Gasdisponering - elproduktionsanlæg, Konstruktioner","PE",60,0,null,null,{"$f":"IF(D200=\"\",IF(E200>0,\"Ny data\",IF(E200=\"\",\"\",0)),IF(D200=0,IF(E200=0,0,\"Ny data\"),(E200-D200)/D200))","v":0},{"$f":"IF(E200=\"\",IF(F200>0,\"Ny data\",IF(F200=\"\",\"\",0)),IF(E200=0,IF(F200=0,0,\"Ny data\"),(F200-E200)/E200))","v":""}]
["Gasdisponering - elproduktionsanlæg, Mek/EL","PE",20,0,null,null,{"$f":"IF(D201=\"\",IF(E201>0,\"Ny data\",IF(E201=\"\",\"\",0)),IF(D201=0,IF(E201=0,0,\"Ny data\"),(E201-D201)/D201))","v":0},{"$f":"IF(E201=\"\",IF(F201>0,\"Ny data\",IF(F201=\"\",\"\",0)),IF(E201=0,IF(F201=0,0,\"Ny data\"),(F201-E201)/E201))","v":""}]
["Gasdisponering - elproduktionsanlæg, SRO","PE",10,0,null,null,{"$f":"IF(D202=\"\",IF(E202>0,\"Ny data\",IF(E202=\"\",\"\",0)),IF(D202=0,IF(E202=0,0,\"Ny data\"),(E202-D202)/D202))","v":0},{"$f":"IF(E202=\"\",IF(F202>0,\"Ny data\",IF(F202=\"\",\"\",0)),IF(E202=0,IF(F202=0,0,\"Ny data\"),(F202-E202)/E202))","v":""}]
["Gasrensning - Aktivt kulfilter","m3/t",15,0,null,null,{"$f":"IF(D203=\"\",IF(E203>0,\"Ny data\",IF(E203=\"\",\"\",0)),IF(D203=0,IF(E203=0,0,\"Ny data\"),(E203-D203)/D203))","v":0},{"$f":"IF(E203=\"\",IF(F203>0,\"Ny data\",IF(F203=\"\",\"\",0)),IF(E203=0,IF(F203=0,0,\"Ny data\"),(F203-E203)/E203))","v":""}]
["Gasrensning - Biologisk skrubber","m3/t",15,0,null,null,{"$f":"IF(D204=\"\",IF(E204>0,\"Ny data\",IF(E204=\"\",\"\",0)),IF(D204=0,IF(E204=0,0,\"Ny data\"),(E204-D204)/D204))","v":0},{"$f":"IF(E204=\"\",IF(F204>0,\"Ny data\",IF(F204=\"\",\"\",0)),IF(E204=0,IF(F204=0,0,\"Ny data\"),(F204-E204)/E204))","v":""}]
["Opgraderingsanlæg - Membran","m3/t",15,0,null,null,{"$f":"IF(D205=\"\",IF(E205>0,\"Ny data\",IF(E205=\"\",\"\",0)),IF(D205=0,IF(E205=0,0,\"Ny data\"),(E205-D205)/D205))","v":0},{"$f":"IF(E205=\"\",IF(F205>0,\"Ny data\",IF(F205=\"\",\"\",0)),IF(E205=0,IF(F205=0,0,\"Ny data\"),(F205-E205)/E205))","v":""}]
["Varmeproduktionsanlæg","m3/t",15,0,null,null,{"$f":"IF(D206=\"\",IF(E206>0,\"Ny data\",IF(E206=\"\",\"\",0)),IF(D206=0,IF(E206=0,0,\"Ny data\"),(E206-D206)/D206))","v":0},{"$f":"IF(E206=\"\",IF(F206>0,\"Ny data\",IF(F206=\"\",\"\",0)),IF(E206=0,IF(F206=0,0,\"Ny data\"),(F206-E206)/E206))","v":""}]
["Slutafvanding, slam - lavteknologisk (slambede), Konstruktioner","PE",60,0,null,null,{"$f":"IF(D207=\"\",IF(E207>0,\"Ny data\",IF(E207=\"\",\"\",0)),IF(D207=0,IF(E207=0,0,\"Ny data\"),(E207-D207)/D207))","v":0},{"$f":"IF(E207=\"\",IF(F207>0,\"Ny data\",IF(F207=\"\",\"\",0)),IF(E207=0,IF(F207=0,0,\"Ny data\"),(F207-E207)/E207))","v":""}]
["Slutafvanding, slam - lavteknologisk (slambede), Mek/EL","PE",20,0,null,null,{"$f":"IF(D208=\"\",IF(E208>0,\"Ny data\",IF(E208=\"\",\"\",0)),IF(D208=0,IF(E208=0,0,\"Ny data\"),(E208-D208)/D208))","v":0},{"$f":"IF(E208=\"\",IF(F208>0,\"Ny data\",IF(F208=\"\",\"\",0)),IF(E208=0,IF(F208=0,0,\"Ny data\"),(F208-E208)/E208))","v":""}]
["Slutafvanding, slam - lavteknologisk (slambede), SRO","PE",10,0,null,null,{"$f":"IF(D209=\"\",IF(E209>0,\"Ny data\",IF(E209=\"\",\"\",0)),IF(D209=0,IF(E209=0,0,\"Ny data\"),(E209-D209)/D209))","v":0},{"$f":"IF(E209=\"\",IF(F209>0,\"Ny data\",IF(F209=\"\",\"\",0)),IF(E209=0,IF(F209=0,0,\"Ny data\"),(F209-E209)/E209))","v":""}]
["Slutafvanding, slam - højteknologisk (centrifuger), Konstruktioner","PE",60,0,null,null,{"$f":"IF(D210=\"\",IF(E210>0,\"Ny data\",IF(E210=\"\",\"\",0)),IF(D210=0,IF(E210=0,0,\"Ny data\"),(E210-D210)/D210))","v":0},{"$f":"IF(E210=\"\",IF(F210>0,\"Ny data\",IF(F210=\"\",\"\",0)),IF(E210=0,IF(F210=0,0,\"Ny data\"),(F210-E210)/E210))","v":""}]
["Slutafvanding, slam - højteknologisk (centrifuger), Mek/El","PE",20,0,null,null,{"$f":"IF(D211=\"\",IF(E211>0,\"Ny data\",IF(E211=\"\",\"\",0)),IF(D211=0,IF(E211=0,0,\"Ny data\"),(E211-D211)/D211))","v":0},{"$f":"IF(E211=\"\",IF(F211>0,\"Ny data\",IF(F211=\"\",\"\",0)),IF(E211=0,IF(F211=0,0,\"Ny data\"),(F211-E211)/E211))","v":""}]
["Slutafvanding, slam - højteknologisk (centrifuger), SRO","PE",10,0,null,null,{"$f":"IF(D212=\"\",IF(E212>0,\"Ny data\",IF(E212=\"\",\"\",0)),IF(D212=0,IF(E212=0,0,\"Ny data\"),(E212-D212)/D212))","v":0},{"$f":"IF(E212=\"\",IF(F212>0,\"Ny data\",IF(F212=\"\",\"\",0)),IF(E212=0,IF(F212=0,0,\"Ny data\"),(F212-E212)/E212))","v":""}]
["Renseanlæg >= 5.000 PE, Slamdisponering",null,null,null,null,null,{"$f":"IF(D213=\"\",IF(E213>0,\"Ny data\",IF(E213=\"\",\"\",0)),IF(D213=0,IF(E213=0,0,\"Ny data\"),(E213-D213)/D213))","v":""},{"$f":"IF(E213=\"\",IF(F213>0,\"Ny data\",IF(F213=\"\",\"\",0)),IF(E213=0,IF(F213=0,0,\"Ny data\"),(F213-E213)/E213))","v":""}]
["Slutdisponering, slam - lavteknologisk (slammineralisering), Konstruktioner","PE",60,0,null,null,{"$f":"IF(D214=\"\",IF(E214>0,\"Ny data\",IF(E214=\"\",\"\",0)),IF(D214=0,IF(E214=0,0,\"Ny data\"),(E214-D214)/D214))","v":0},{"$f":"IF(E214=\"\",IF(F214>0,\"Ny data\",IF(F214=\"\",\"\",0)),IF(E214=0,IF(F214=0,0,\"Ny data\"),(F214-E214)/E214))","v":""}]
["Slutdisponering, slam - lavteknologisk (slammineralisering), Mek/EL","PE",20,0,null,null,{"$f":"IF(D215=\"\",IF(E215>0,\"Ny data\",IF(E215=\"\",\"\",0)),IF(D215=0,IF(E215=0,0,\"Ny data\"),(E215-D215)/D215))","v":0},{"$f":"IF(E215=\"\",IF(F215>0,\"Ny data\",IF(F215=\"\",\"\",0)),IF(E215=0,IF(F215=0,0,\"Ny data\"),(F215-E215)/E215))","v":""}]
["Slutdisponering, slam - lavteknologisk (slammineralisering), SRO","PE",10,0,null,null,{"$f":"IF(D216=\"\",IF(E216>0,\"Ny data\",IF(E216=\"\",\"\",0)),IF(D216=0,IF(E216=0,0,\"Ny data\"),(E216-D216)/D216))","v":0},{"$f":"IF(E216=\"\",IF(F216>0,\"Ny data\",IF(F216=\"\",\"\",0)),IF(E216=0,IF(F216=0,0,\"Ny data\"),(F216-E216)/E216))","v":""}]
["Slutdisponering, slam - højteknologisk (slamtørring), Konstruktioner","PE",60,0,null,null,{"$f":"IF(D217=\"\",IF(E217>0,\"Ny data\",IF(E217=\"\",\"\",0)),IF(D217=0,IF(E217=0,0,\"Ny data\"),(E217-D217)/D217))","v":0},{"$f":"IF(E217=\"\",IF(F217>0,\"Ny data\",IF(F217=\"\",\"\",0)),IF(E217=0,IF(F217=0,0,\"Ny data\"),(F217-E217)/E217))","v":""}]
["Slutdisponering, slam - højteknologisk (slamtørring), Mek/EL","PE",20,0,null,null,{"$f":"IF(D218=\"\",IF(E218>0,\"Ny data\",IF(E218=\"\",\"\",0)),IF(D218=0,IF(E218=0,0,\"Ny data\"),(E218-D218)/D218))","v":0},{"$f":"IF(E218=\"\",IF(F218>0,\"Ny data\",IF(F218=\"\",\"\",0)),IF(E218=0,IF(F218=0,0,\"Ny data\"),(F218-E218)/E218))","v":""}]
["Slutdisponering, slam - højteknologisk (slamtørring), SRO","PE",10,0,null,null,{"$f":"IF(D219=\"\",IF(E219>0,\"Ny data\",IF(E219=\"\",\"\",0)),IF(D219=0,IF(E219=0,0,\"Ny data\"),(E219-D219)/D219))","v":0},{"$f":"IF(E219=\"\",IF(F219>0,\"Ny data\",IF(F219=\"\",\"\",0)),IF(E219=0,IF(F219=0,0,\"Ny data\"),(F219-E219)/E219))","v":""}]
["Slutdisponering, slam - højteknologisk (slamtørring og -forbrænding), Konstruktioner","PE",60,0,null,null,{"$f":"IF(D220=\"\",IF(E220>0,\"Ny data\",IF(E220=\"\",\"\",0)),IF(D220=0,IF(E220=0,0,\"Ny data\"),(E220-D220)/D220))","v":0},{"$f":"IF(E220=\"\",IF(F220>0,\"Ny data\",IF(F220=\"\",\"\",0)),IF(E220=0,IF(F220=0,0,\"Ny data\"),(F220-E220)/E220))","v":""}]
["Slutdisponering, slam - højteknologisk (slamtørring og -forbrænding), Mek/EL","PE",20,0,null,null,{"$f":"IF(D221=\"\",IF(E221>0,\"Ny data\",IF(E221=\"\",\"\",0)),IF(D221=0,IF(E221=0,0,\"Ny data\"),(E221-D221)/D221))","v":0},{"$f":"IF(E221=\"\",IF(F221>0,\"Ny data\",IF(F221=\"\",\"\",0)),IF(E221=0,IF(F221=0,0,\"Ny data\"),(F221-E221)/E221))","v":""}]
["Slutdisponering, slam - højteknologisk (slamtørring og -forbrænding), SRO","PE",10,0,null,null,{"$f":"IF(D222=\"\",IF(E222>0,\"Ny data\",IF(E222=\"\",\"\",0)),IF(D222=0,IF(E222=0,0,\"Ny data\"),(E222-D222)/D222))","v":0},{"$f":"IF(E222=\"\",IF(F222>0,\"Ny data\",IF(F222=\"\",\"\",0)),IF(E222=0,IF(F222=0,0,\"Ny data\"),(F222-E222)/E222))","v":""}]
["Renseanlæg 5",null,null,null,null,null,{"$f":"IF(D223=\"\",IF(E223>0,\"Ny data\",IF(E223=\"\",\"\",0)),IF(D223=0,IF(E223=0,0,\"Ny data\"),(E223-D223)/D223))","v":""},{"$f":"IF(E223=\"\",IF(F223>0,\"Ny data\",IF(F223=\"\",\"\",0)),IF(E223=0,IF(F223=0,0,\"Ny data\"),(F223-E223)/E223))","v":""}]
["Mindre renseanlæg",null,null,null,null,null,{"$f":"IF(D224=\"\",IF(E224>0,\"Ny data\",IF(E224=\"\",\"\",0)),IF(D224=0,IF(E224=0,0,\"Ny data\"),(E224-D224)/D224))","v":""},{"$f":"IF(E224=\"\",IF(F224>0,\"Ny data\",IF(F224=\"\",\"\",0)),IF(E224=0,IF(F224=0,0,\"Ny data\"),(F224-E224)/E224))","v":""}]
["Mindre renseanlæg < 5.000 PE","PE",40,4500,null,null,{"$f":"IF(D225=\"\",IF(E225>0,\"Ny data\",IF(E225=\"\",\"\",0)),IF(D225=0,IF(E225=0,0,\"Ny data\"),(E225-D225)/D225))","v":-1},{"$f":"IF(E225=\"\",IF(F225>0,\"Ny data\",IF(F225=\"\",\"\",0)),IF(E225=0,IF(F225=0,0,\"Ny data\"),(F225-E225)/E225))","v":""}]
["Renseanlæg >= 5.000 PE, Vandbehandling",null,null,null,null,null,{"$f":"IF(D226=\"\",IF(E226>0,\"Ny data\",IF(E226=\"\",\"\",0)),IF(D226=0,IF(E226=0,0,\"Ny data\"),(E226-D226)/D226))","v":""},{"$f":"IF(E226=\"\",IF(F226>0,\"Ny data\",IF(F226=\"\",\"\",0)),IF(E226=0,IF(F226=0,0,\"Ny data\"),(F226-E226)/E226))","v":""}]
["Indløb med riste, Konstruktioner","PE",60,0,null,null,{"$f":"IF(D227=\"\",IF(E227>0,\"Ny data\",IF(E227=\"\",\"\",0)),IF(D227=0,IF(E227=0,0,\"Ny data\"),(E227-D227)/D227))","v":0},{"$f":"IF(E227=\"\",IF(F227>0,\"Ny data\",IF(F227=\"\",\"\",0)),IF(E227=0,IF(F227=0,0,\"Ny data\"),(F227-E227)/E227))","v":""}]
["Indløb med riste, Mek/EL","PE",20,0,null,null,{"$f":"IF(D228=\"\",IF(E228>0,\"Ny data\",IF(E228=\"\",\"\",0)),IF(D228=0,IF(E228=0,0,\"Ny data\"),(E228-D228)/D228))","v":0},{"$f":"IF(E228=\"\",IF(F228>0,\"Ny data\",IF(F228=\"\",\"\",0)),IF(E228=0,IF(F228=0,0,\"Ny data\"),(F228-E228)/E228))","v":""}]
["Indløb med riste, SRO","PE",10,0,null,null,{"$f":"IF(D229=\"\",IF(E229>0,\"Ny data\",IF(E229=\"\",\"\",0)),IF(D229=0,IF(E229=0,0,\"Ny data\"),(E229-D229)/D229))","v":0},{"$f":"IF(E229=\"\",IF(F229>0,\"Ny data\",IF(F229=\"\",\"\",0)),IF(E229=0,IF(F229=0,0,\"Ny data\"),(F229-E229)/E229))","v":""}]
["Sand- og fedtfang, Kontruktioner","PE",60,0,null,null,{"$f":"IF(D230=\"\",IF(E230>0,\"Ny data\",IF(E230=\"\",\"\",0)),IF(D230=0,IF(E230=0,0,\"Ny data\"),(E230-D230)/D230))","v":0},{"$f":"IF(E230=\"\",IF(F230>0,\"Ny data\",IF(F230=\"\",\"\",0)),IF(E230=0,IF(F230=0,0,\"Ny data\"),(F230-E230)/E230))","v":""}]
["Sand- og fedtfang, Mek/EL","PE",20,0,null,null,{"$f":"IF(D231=\"\",IF(E231>0,\"Ny data\",IF(E231=\"\",\"\",0)),IF(D231=0,IF(E231=0,0,\"Ny data\"),(E231-D231)/D231))","v":0},{"$f":"IF(E231=\"\",IF(F231>0,\"Ny data\",IF(F231=\"\",\"\",0)),IF(E231=0,IF(F231=0,0,\"Ny data\"),(F231-E231)/E231))","v":""}]
["Sand- og fedtfang, SRO","PE",10,0,null,null,{"$f":"IF(D232=\"\",IF(E232>0,\"Ny data\",IF(E232=\"\",\"\",0)),IF(D232=0,IF(E232=0,0,\"Ny data\"),(E232-D232)/D232))","v":0},{"$f":"IF(E232=\"\",IF(F232>0,\"Ny data\",IF(F232=\"\",\"\",0)),IF(E232=0,IF(F232=0,0,\"Ny data\"),(F232-E232)/E232))","v":""}]
["Forklaring, Konstruktioner","PE",60,0,null,null,{"$f":"IF(D233=\"\",IF(E233>0,\"Ny data\",IF(E233=\"\",\"\",0)),IF(D233=0,IF(E233=0,0,\"Ny data\"),(E233-D233)/D233))","v":0},{"$f":"IF(E233=\"\",IF(F233>0,\"Ny data\",IF(F233=\"\",\"\",0)),IF(E233=0,IF(F233=0,0,\"Ny data\"),(F233-E233)/E233))","v":""}]
["Forklaring, Mek/EL","PE",20,0,null,null,{"$f":"IF(D234=\"\",IF(E234>0,\"Ny data\",IF(E234=\"\",\"\",0)),IF(D234=0,IF(E234=0,0,\"Ny data\"),(E234-D234)/D234))","v":0},{"$f":"IF(E234=\"\",IF(F234>0,\"Ny data\",IF(F234=\"\",\"\",0)),IF(E234=0,IF(F234=0,0,\"Ny data\"),(F234-E234)/E234))","v":""}]
["Forklaring, SRO","PE",10,0,null,null,{"$f":"IF(D235=\"\",IF(E235>0,\"Ny data\",IF(E235=\"\",\"\",0)),IF(D235=0,IF(E235=0,0,\"Ny data\"),(E235-D235)/D235))","v":0},{"$f":"IF(E235=\"\",IF(F235>0,\"Ny data\",IF(F235=\"\",\"\",0)),IF(E235=0,IF(F235=0,0,\"Ny data\"),(F235-E235)/E235))","v":""}]
["Beluftningstanke, Konstruktioner","PE",60,0,null,null,{"$f":"IF(D236=\"\",IF(E236>0,\"Ny data\",IF(E236=\"\",\"\",0)),IF(D236=0,IF(E236=0,0,\"Ny data\"),(E236-D236)/D236))","v":0},{"$f":"IF(E236=\"\",IF(F236>0,\"Ny data\",IF(F236=\"\",\"\",0)),IF(E236=0,IF(F236=0,0,\"Ny data\"),(F236-E236)/E236))","v":""}]
["Beluftningstanke, Mek/EL","PE",20,0,null,null,{"$f":"IF(D237=\"\",IF(E237>0,\"Ny data\",IF(E237=\"\",\"\",0)),IF(D237=0,IF(E237=0,0,\"Ny data\"),(E237-D237)/D237))","v":0},{"$f":"IF(E237=\"\",IF(F237>0,\"Ny data\",IF(F237=\"\",\"\",0)),IF(E237=0,IF(F237=0,0,\"Ny data\"),(F237-E237)/E237))","v":""}]
["Beluftningstanke, SRO","PE",10,0,null,null,{"$f":"IF(D238=\"\",IF(E238>0,\"Ny data\",IF(E238=\"\",\"\",0)),IF(D238=0,IF(E238=0,0,\"Ny data\"),(E238-D238)/D238))","v":0},{"$f":"IF(E238=\"\",IF(F238>0,\"Ny data\",IF(F238=\"\",\"\",0)),IF(E238=0,IF(F238=0,0,\"Ny data\"),(F238-E238)/E238))","v":""}]
["Efterklaringstanke, Konstruktioner","PE",60,0,null,null,{"$f":"IF(D239=\"\",IF(E239>0,\"Ny data\",IF(E239=\"\",\"\",0)),IF(D239=0,IF(E239=0,0,\"Ny data\"),(E239-D239)/D239))","v":0},{"$f":"IF(E239=\"\",IF(F239>0,\"Ny data\",IF(F239=\"\",\"\",0)),IF(E239=0,IF(F239=0,0,\"Ny data\"),(F239-E239)/E239))","v":""}]
["Efterklaringstanke, Mek/El","PE",20,0,null,null,{"$f":"IF(D240=\"\",IF(E240>0,\"Ny data\",IF(E240=\"\",\"\",0)),IF(D240=0,IF(E240=0,0,\"Ny data\"),(E240-D240)/D240))","v":0},{"$f":"IF(E240=\"\",IF(F240>0,\"Ny data\",IF(F240=\"\",\"\",0)),IF(E240=0,IF(F240=0,0,\"Ny data\"),(F240-E240)/E240))","v":""}]
["Efterklaringstanke, SRO","PE",10,0,null,null,{"$f":"IF(D241=\"\",IF(E241>0,\"Ny data\",IF(E241=\"\",\"\",0)),IF(D241=0,IF(E241=0,0,\"Ny data\"),(E241-D241)/D241))","v":0},{"$f":"IF(E241=\"\",IF(F241>0,\"Ny data\",IF(F241=\"\",\"\",0)),IF(E241=0,IF(F241=0,0,\"Ny data\"),(F241-E241)/E241))","v":""}]
["Efterbehandlingsanlæg (sandfilter), Konstruktioner","PE",60,0,null,null,{"$f":"IF(D242=\"\",IF(E242>0,\"Ny data\",IF(E242=\"\",\"\",0)),IF(D242=0,IF(E242=0,0,\"Ny data\"),(E242-D242)/D242))","v":0},{"$f":"IF(E242=\"\",IF(F242>0,\"Ny data\",IF(F242=\"\",\"\",0)),IF(E242=0,IF(F242=0,0,\"Ny data\"),(F242-E242)/E242))","v":""}]
["Efterbehandlingsanlæg (sandfilter), Mek/EL","PE",20,0,null,null,{"$f":"IF(D243=\"\",IF(E243>0,\"Ny data\",IF(E243=\"\",\"\",0)),IF(D243=0,IF(E243=0,0,\"Ny data\"),(E243-D243)/D243))","v":0},{"$f":"IF(E243=\"\",IF(F243>0,\"Ny data\",IF(F243=\"\",\"\",0)),IF(E243=0,IF(F243=0,0,\"Ny data\"),(F243-E243)/E243))","v":""}]
["Efterbehandlingsanlæg (sandfilter), SRO","PE",10,0,null,null,{"$f":"IF(D244=\"\",IF(E244>0,\"Ny data\",IF(E244=\"\",\"\",0)),IF(D244=0,IF(E244=0,0,\"Ny data\"),(E244-D244)/D244))","v":0},{"$f":"IF(E244=\"\",IF(F244>0,\"Ny data\",IF(F244=\"\",\"\",0)),IF(E244=0,IF(F244=0,0,\"Ny data\"),(F244-E244)/E244))","v":""}]
["Renseanlæg >= 5.000 PE, Slambehandling",null,null,null,null,null,{"$f":"IF(D245=\"\",IF(E245>0,\"Ny data\",IF(E245=\"\",\"\",0)),IF(D245=0,IF(E245=0,0,\"Ny data\"),(E245-D245)/D245))","v":""},{"$f":"IF(E245=\"\",IF(F245>0,\"Ny data\",IF(F245=\"\",\"\",0)),IF(E245=0,IF(F245=0,0,\"Ny data\"),(F245-E245)/E245))","v":""}]
["Forafvanding, slam, Konstruktion","PE",60,0,null,null,{"$f":"IF(D246=\"\",IF(E246>0,\"Ny data\",IF(E246=\"\",\"\",0)),IF(D246=0,IF(E246=0,0,\"Ny data\"),(E246-D246)/D246))","v":0},{"$f":"IF(E246=\"\",IF(F246>0,\"Ny data\",IF(F246=\"\",\"\",0)),IF(E246=0,IF(F246=0,0,\"Ny data\"),(F246-E246)/E246))","v":""}]
["Forafvanding, slam, Mek/EL","PE",20,0,null,null,{"$f":"IF(D247=\"\",IF(E247>0,\"Ny data\",IF(E247=\"\",\"\",0)),IF(D247=0,IF(E247=0,0,\"Ny data\"),(E247-D247)/D247))","v":0},{"$f":"IF(E247=\"\",IF(F247>0,\"Ny data\",IF(F247=\"\",\"\",0)),IF(E247=0,IF(F247=0,0,\"Ny data\"),(F247-E247)/E247))","v":""}]
["Forafvanding, slam, SRO","PE",10,0,null,null,{"$f":"IF(D248=\"\",IF(E248>0,\"Ny data\",IF(E248=\"\",\"\",0)),IF(D248=0,IF(E248=0,0,\"Ny data\"),(E248-D248)/D248))","v":0},{"$f":"IF(E248=\"\",IF(F248>0,\"Ny data\",IF(F248=\"\",\"\",0)),IF(E248=0,IF(F248=0,0,\"Ny data\"),(F248-E248)/E248))","v":""}]
["Rådnetanke, slam, Konstruktioner","PE",60,0,null,null,{"$f":"IF(D249=\"\",IF(E249>0,\"Ny data\",IF(E249=\"\",\"\",0)),IF(D249=0,IF(E249=0,0,\"Ny data\"),(E249-D249)/D249))","v":0},{"$f":"IF(E249=\"\",IF(F249>0,\"Ny data\",IF(F249=\"\",\"\",0)),IF(E249=0,IF(F249=0,0,\"Ny data\"),(F249-E249)/E249))","v":""}]
["Rådnetanke, slam, Mek/EL","PE",20,0,null,null,{"$f":"IF(D250=\"\",IF(E250>0,\"Ny data\",IF(E250=\"\",\"\",0)),IF(D250=0,IF(E250=0,0,\"Ny data\"),(E250-D250)/D250))","v":0},{"$f":"IF(E250=\"\",IF(F250>0,\"Ny data\",IF(F250=\"\",\"\",0)),IF(E250=0,IF(F250=0,0,\"Ny data\"),(F250-E250)/E250))","v":""}]
["Rådnetanke, slam, SRO","PE",10,0,null,null,{"$f":"IF(D251=\"\",IF(E251>0,\"Ny data\",IF(E251=\"\",\"\",0)),IF(D251=0,IF(E251=0,0,\"Ny data\"),(E251-D251)/D251))","v":0},{"$f":"IF(E251=\"\",IF(F251>0,\"Ny data\",IF(F251=\"\",\"\",0)),IF(E251=0,IF(F251=0,0,\"Ny data\"),(F251-E251)/E251))","v":""}]
["Gasdisponering, Konstruktioner","PE",60,0,null,null,{"$f":"IF(D252=\"\",IF(E252>0,\"Ny data\",IF(E252=\"\",\"\",0)),IF(D252=0,IF(E252=0,0,\"Ny data\"),(E252-D252)/D252))","v":0},{"$f":"IF(E252=\"\",IF(F252>0,\"Ny data\",IF(F252=\"\",\"\",0)),IF(E252=0,IF(F252=0,0,\"Ny data\"),(F252-E252)/E252))","v":""}]
["Gasdisponering, Mek/EL","PE",20,0,null,null,{"$f":"IF(D253=\"\",IF(E253>0,\"Ny data\",IF(E253=\"\",\"\",0)),IF(D253=0,IF(E253=0,0,\"Ny data\"),(E253-D253)/D253))","v":0},{"$f":"IF(E253=\"\",IF(F253>0,\"Ny data\",IF(F253=\"\",\"\",0)),IF(E253=0,IF(F253=0,0,\"Ny data\"),(F253-E253)/E253))","v":""}]
["Gasdisponering, SRO","PE",10,0,null,null,{"$f":"IF(D254=\"\",IF(E254>0,\"Ny data\",IF(E254=\"\",\"\",0)),IF(D254=0,IF(E254=0,0,\"Ny data\"),(E254-D254)/D254))","v":0},{"$f":"IF(E254=\"\",IF(F254>0,\"Ny data\",IF(F254=\"\",\"\",0)),IF(E254=0,IF(F254=0,0,\"Ny data\"),(F254-E254)/E254))","v":""}]
["Gasdisponering - elproduktionsanlæg, Konstruktioner","PE",60,0,null,null,{"$f":"IF(D255=\"\",IF(E255>0,\"Ny data\",IF(E255=\"\",\"\",0)),IF(D255=0,IF(E255=0,0,\"Ny data\"),(E255-D255)/D255))","v":0},{"$f":"IF(E255=\"\",IF(F255>0,\"Ny data\",IF(F255=\"\",\"\",0)),IF(E255=0,IF(F255=0,0,\"Ny data\"),(F255-E255)/E255))","v":""}]
["Gasdisponering - elproduktionsanlæg, Mek/EL","PE",20,0,null,null,{"$f":"IF(D256=\"\",IF(E256>0,\"Ny data\",IF(E256=\"\",\"\",0)),IF(D256=0,IF(E256=0,0,\"Ny data\"),(E256-D256)/D256))","v":0},{"$f":"IF(E256=\"\",IF(F256>0,\"Ny data\",IF(F256=\"\",\"\",0)),IF(E256=0,IF(F256=0,0,\"Ny data\"),(F256-E256)/E256))","v":""}]
["Gasdisponering - elproduktionsanlæg, SRO","PE",10,0,null,null,{"$f":"IF(D257=\"\",IF(E257>0,\"Ny data\",IF(E257=\"\",\"\",0)),IF(D257=0,IF(E257=0,0,\"Ny data\"),(E257-D257)/D257))","v":0},{"$f":"IF(E257=\"\",IF(F257>0,\"Ny data\",IF(F257=\"\",\"\",0)),IF(E257=0,IF(F257=0,0,\"Ny data\"),(F257-E257)/E257))","v":""}]
["Gasrensning - Aktivt kulfilter","m3/t",15,0,null,null,{"$f":"IF(D258=\"\",IF(E258>0,\"Ny data\",IF(E258=\"\",\"\",0)),IF(D258=0,IF(E258=0,0,\"Ny data\"),(E258-D258)/D258))","v":0},{"$f":"IF(E258=\"\",IF(F258>0,\"Ny data\",IF(F258=\"\",\"\",0)),IF(E258=0,IF(F258=0,0,\"Ny data\"),(F258-E258)/E258))","v":""}]
["Gasrensning - Biologisk skrubber","m3/t",15,0,null,null,{"$f":"IF(D259=\"\",IF(E259>0,\"Ny data\",IF(E259=\"\",\"\",0)),IF(D259=0,IF(E259=0,0,\"Ny data\"),(E259-D259)/D259))","v":0},{"$f":"IF(E259=\"\",IF(F259>0,\"Ny data\",IF(F259=\"\",\"\",0)),IF(E259=0,IF(F259=0,0,\"Ny data\"),(F259-E259)/E259))","v":""}]
["Opgraderingsanlæg - Membran","m3/t",15,0,null,null,{"$f":"IF(D260=\"\",IF(E260>0,\"Ny data\",IF(E260=\"\",\"\",0)),IF(D260=0,IF(E260=0,0,\"Ny data\"),(E260-D260)/D260))","v":0},{"$f":"IF(E260=\"\",IF(F260>0,\"Ny data\",IF(F260=\"\",\"\",0)),IF(E260=0,IF(F260=0,0,\"Ny data\"),(F260-E260)/E260))","v":""}]
["Varmeproduktionsanlæg","m3/t",15,0,null,null,{"$f":"IF(D261=\"\",IF(E261>0,\"Ny data\",IF(E261=\"\",\"\",0)),IF(D261=0,IF(E261=0,0,\"Ny data\"),(E261-D261)/D261))","v":0},{"$f":"IF(E261=\"\",IF(F261>0,\"Ny data\",IF(F261=\"\",\"\",0)),IF(E261=0,IF(F261=0,0,\"Ny data\"),(F261-E261)/E261))","v":""}]
["Slutafvanding, slam - lavteknologisk (slambede), Konstruktioner","PE",60,0,null,null,{"$f":"IF(D262=\"\",IF(E262>0,\"Ny data\",IF(E262=\"\",\"\",0)),IF(D262=0,IF(E262=0,0,\"Ny data\"),(E262-D262)/D262))","v":0},{"$f":"IF(E262=\"\",IF(F262>0,\"Ny data\",IF(F262=\"\",\"\",0)),IF(E262=0,IF(F262=0,0,\"Ny data\"),(F262-E262)/E262))","v":""}]
["Slutafvanding, slam - lavteknologisk (slambede), Mek/EL","PE",20,0,null,null,{"$f":"IF(D263=\"\",IF(E263>0,\"Ny data\",IF(E263=\"\",\"\",0)),IF(D263=0,IF(E263=0,0,\"Ny data\"),(E263-D263)/D263))","v":0},{"$f":"IF(E263=\"\",IF(F263>0,\"Ny data\",IF(F263=\"\",\"\",0)),IF(E263=0,IF(F263=0,0,\"Ny data\"),(F263-E263)/E263))","v":""}]
["Slutafvanding, slam - lavteknologisk (slambede), SRO","PE",10,0,null,null,{"$f":"IF(D264=\"\",IF(E264>0,\"Ny data\",IF(E264=\"\",\"\",0)),IF(D264=0,IF(E264=0,0,\"Ny data\"),(E264-D264)/D264))","v":0},{"$f":"IF(E264=\"\",IF(F264>0,\"Ny data\",IF(F264=\"\",\"\",0)),IF(E264=0,IF(F264=0,0,\"Ny data\"),(F264-E264)/E264))","v":""}]
["Slutafvanding, slam - højteknologisk (centrifuger), Konstruktioner","PE",60,0,null,null,{"$f":"IF(D265=\"\",IF(E265>0,\"Ny data\",IF(E265=\"\",\"\",0)),IF(D265=0,IF(E265=0,0,\"Ny data\"),(E265-D265)/D265))","v":0},{"$f":"IF(E265=\"\",IF(F265>0,\"Ny data\",IF(F265=\"\",\"\",0)),IF(E265=0,IF(F265=0,0,\"Ny data\"),(F265-E265)/E265))","v":""}]
["Slutafvanding, slam - højteknologisk (centrifuger), Mek/El","PE",20,0,null,null,{"$f":"IF(D266=\"\",IF(E266>0,\"Ny data\",IF(E266=\"\",\"\",0)),IF(D266=0,IF(E266=0,0,\"Ny data\"),(E266-D266)/D266))","v":0},{"$f":"IF(E266=\"\",IF(F266>0,\"Ny data\",IF(F266=\"\",\"\",0)),IF(E266=0,IF(F266=0,0,\"Ny data\"),(F266-E266)/E266))","v":""}]
["Slutafvanding, slam - højteknologisk (centrifuger), SRO","PE",10,0,null,null,{"$f":"IF(D267=\"\",IF(E267>0,\"Ny data\",IF(E267=\"\",\"\",0)),IF(D267=0,IF(E267=0,0,\"Ny data\"),(E267-D267)/D267))","v":0},{"$f":"IF(E267=\"\",IF(F267>0,\"Ny data\",IF(F267=\"\",\"\",0)),IF(E267=0,IF(F267=0,0,\"Ny data\"),(F267-E267)/E267))","v":""}]
["Renseanlæg >= 5.000 PE, Slamdisponering",null,null,null,null,null,{"$f":"IF(D268=\"\",IF(E268>0,\"Ny data\",IF(E268=\"\",\"\",0)),IF(D268=0,IF(E268=0,0,\"Ny data\"),(E268-D268)/D268))","v":""},{"$f":"IF(E268=\"\",IF(F268>0,\"Ny data\",IF(F268=\"\",\"\",0)),IF(E268=0,IF(F268=0,0,\"Ny data\"),(F268-E268)/E268))","v":""}]
["Slutdisponering, slam - lavteknologisk (slammineralisering), Konstruktioner","PE",60,0,null,null,{"$f":"IF(D269=\"\",IF(E269>0,\"Ny data\",IF(E269=\"\",\"\",0)),IF(D269=0,IF(E269=0,0,\"Ny data\"),(E269-D269)/D269))","v":0},{"$f":"IF(E269=\"\",IF(F269>0,\"Ny data\",IF(F269=\"\",\"\",0)),IF(E269=0,IF(F269=0,0,\"Ny data\"),(F269-E269)/E269))","v":""}]
["Slutdisponering, slam - lavteknologisk (slammineralisering), Mek/EL","PE",20,0,null,null,{"$f":"IF(D270=\"\",IF(E270>0,\"Ny data\",IF(E270=\"\",\"\",0)),IF(D270=0,IF(E270=0,0,\"Ny data\"),(E270-D270)/D270))","v":0},{"$f":"IF(E270=\"\",IF(F270>0,\"Ny data\",IF(F270=\"\",\"\",0)),IF(E270=0,IF(F270=0,0,\"Ny data\"),(F270-E270)/E270))","v":""}]
["Slutdisponering, slam - lavteknologisk (slammineralisering), SRO","PE",10,0,null,null,{"$f":"IF(D271=\"\",IF(E271>0,\"Ny data\",IF(E271=\"\",\"\",0)),IF(D271=0,IF(E271=0,0,\"Ny data\"),(E271-D271)/D271))","v":0},{"$f":"IF(E271=\"\",IF(F271>0,\"Ny data\",IF(F271=\"\",\"\",0)),IF(E271=0,IF(F271=0,0,\"Ny data\"),(F271-E271)/E271))","v":""}]
["Slutdisponering, slam - højteknologisk (slamtørring), Konstruktioner","PE",60,0,null,null,{"$f":"IF(D272=\"\",IF(E272>0,\"Ny data\",IF(E272=\"\",\"\",0)),IF(D272=0,IF(E272=0,0,\"Ny data\"),(E272-D272)/D272))","v":0},{"$f":"IF(E272=\"\",IF(F272>0,\"Ny data\",IF(F272=\"\",\"\",0)),IF(E272=0,IF(F272=0,0,\"Ny data\"),(F272-E272)/E272))","v":""}]
["Slutdisponering, slam - højteknologisk (slamtørring), Mek/EL","PE",20,0,null,null,{"$f":"IF(D273=\"\",IF(E273>0,\"Ny data\",IF(E273=\"\",\"\",0)),IF(D273=0,IF(E273=0,0,\"Ny data\"),(E273-D273)/D273))","v":0},{"$f":"IF(E273=\"\",IF(F273>0,\"Ny data\",IF(F273=\"\",\"\",0)),IF(E273=0,IF(F273=0,0,\"Ny data\"),(F273-E273)/E273))","v":""}]
["Slutdisponering, slam - højteknologisk (slamtørring), SRO","PE",10,0,null,null,{"$f":"IF(D274=\"\",IF(E274>0,\"Ny data\",IF(E274=\"\",\"\",0)),IF(D274=0,IF(E274=0,0,\"Ny data\"),(E274-D274)/D274))","v":0},{"$f":"IF(E274=\"\",IF(F274>0,\"Ny data\",IF(F274=\"\",\"\",0)),IF(E274=0,IF(F274=0,0,\"Ny data\"),(F274-E274)/E274))","v":""}]
["Slutdisponering, slam - højteknologisk (slamtørring og -forbrænding), Konstruktioner","PE",60,0,null,null,{"$f":"IF(D275=\"\",IF(E275>0,\"Ny data\",IF(E275=\"\",\"\",0)),IF(D275=0,IF(E275=0,0,\"Ny data\"),(E275-D275)/D275))","v":0},{"$f":"IF(E275=\"\",IF(F275>0,\"Ny data\",IF(F275=\"\",\"\",0)),IF(E275=0,IF(F275=0,0,\"Ny data\"),(F275-E275)/E275))","v":""}]
["Slutdisponering, slam - højteknologisk (slamtørring og -forbrænding), Mek/EL","PE",20,0,null,null,{"$f":"IF(D276=\"\",IF(E276>0,\"Ny data\",IF(E276=\"\",\"\",0)),IF(D276=0,IF(E276=0,0,\"Ny data\"),(E276-D276)/D276))","v":0},{"$f":"IF(E276=\"\",IF(F276>0,\"Ny data\",IF(F276=\"\",\"\",0)),IF(E276=0,IF(F276=0,0,\"Ny data\"),(F276-E276)/E276))","v":""}]
["Slutdisponering, slam - højteknologisk (slamtørring og -forbrænding), SRO","PE",10,0,null,null,{"$f":"IF(D277=\"\",IF(E277>0,\"Ny data\",IF(E277=\"\",\"\",0)),IF(D277=0,IF(E277=0,0,\"Ny data\"),(E277-D277)/D277))","v":0},{"$f":"IF(E277=\"\",IF(F277>0,\"Ny data\",IF(F277=\"\",\"\",0)),IF(E277=0,IF(F277=0,0,\"Ny data\"),(F277-E277)/E277))","v":""}]
["Renseanlæg 6",null,null,null,null,null,{"$f":"IF(D278=\"\",IF(E278>0,\"Ny data\",IF(E278=\"\",\"\",0)),IF(D278=0,IF(E278=0,0,\"Ny data\"),(E278-D278)/D278))","v":""},{"$f":"IF(E278=\"\",IF(F278>0,\"Ny data\",IF(F278=\"\",\"\",0)),IF(E278=0,IF(F278=0,0,\"Ny data\"),(F278-E278)/E278))","v":""}]
["Mindre renseanlæg",null,null,null,null,null,{"$f":"IF(D279=\"\",IF(E279>0,\"Ny data\",IF(E279=\"\",\"\",0)),IF(D279=0,IF(E279=0,0,\"Ny data\"),(E279-D279)/D279))","v":""},{"$f":"IF(E279=\"\",IF(F279>0,\"Ny data\",IF(F279=\"\",\"\",0)),IF(E279=0,IF(F279=0,0,\"Ny data\"),(F279-E279)/E279))","v":""}]
["Mindre renseanlæg < 5.000 PE","PE",40,0,null,null,{"$f":"IF(D280=\"\",IF(E280>0,\"Ny data\",IF(E280=\"\",\"\",0)),IF(D280=0,IF(E280=0,0,\"Ny data\"),(E280-D280)/D280))","v":0},{"$f":"IF(E280=\"\",IF(F280>0,\"Ny data\",IF(F280=\"\",\"\",0)),IF(E280=0,IF(F280=0,0,\"Ny data\"),(F280-E280)/E280))","v":""}]
["Renseanlæg >= 5.000 PE, Vandbehandling",null,null,null,null,null,{"$f":"IF(D281=\"\",IF(E281>0,\"Ny data\",IF(E281=\"\",\"\",0)),IF(D281=0,IF(E281=0,0,\"Ny data\"),(E281-D281)/D281))","v":""},{"$f":"IF(E281=\"\",IF(F281>0,\"Ny data\",IF(F281=\"\",\"\",0)),IF(E281=0,IF(F281=0,0,\"Ny data\"),(F281-E281)/E281))","v":""}]
["Indløb med riste, Konstruktioner","PE",60,0,null,null,{"$f":"IF(D282=\"\",IF(E282>0,\"Ny data\",IF(E282=\"\",\"\",0)),IF(D282=0,IF(E282=0,0,\"Ny data\"),(E282-D282)/D282))","v":0},{"$f":"IF(E282=\"\",IF(F282>0,\"Ny data\",IF(F282=\"\",\"\",0)),IF(E282=0,IF(F282=0,0,\"Ny data\"),(F282-E282)/E282))","v":""}]
["Indløb med riste, Mek/EL","PE",20,0,null,null,{"$f":"IF(D283=\"\",IF(E283>0,\"Ny data\",IF(E283=\"\",\"\",0)),IF(D283=0,IF(E283=0,0,\"Ny data\"),(E283-D283)/D283))","v":0},{"$f":"IF(E283=\"\",IF(F283>0,\"Ny data\",IF(F283=\"\",\"\",0)),IF(E283=0,IF(F283=0,0,\"Ny data\"),(F283-E283)/E283))","v":""}]
["Indløb med riste, SRO","PE",10,0,null,null,{"$f":"IF(D284=\"\",IF(E284>0,\"Ny data\",IF(E284=\"\",\"\",0)),IF(D284=0,IF(E284=0,0,\"Ny data\"),(E284-D284)/D284))","v":0},{"$f":"IF(E284=\"\",IF(F284>0,\"Ny data\",IF(F284=\"\",\"\",0)),IF(E284=0,IF(F284=0,0,\"Ny data\"),(F284-E284)/E284))","v":""}]
["Sand- og fedtfang, Kontruktioner","PE",60,0,null,null,{"$f":"IF(D285=\"\",IF(E285>0,\"Ny data\",IF(E285=\"\",\"\",0)),IF(D285=0,IF(E285=0,0,\"Ny data\"),(E285-D285)/D285))","v":0},{"$f":"IF(E285=\"\",IF(F285>0,\"Ny data\",IF(F285=\"\",\"\",0)),IF(E285=0,IF(F285=0,0,\"Ny data\"),(F285-E285)/E285))","v":""}]
["Sand- og fedtfang, Mek/EL","PE",20,0,null,null,{"$f":"IF(D286=\"\",IF(E286>0,\"Ny data\",IF(E286=\"\",\"\",0)),IF(D286=0,IF(E286=0,0,\"Ny data\"),(E286-D286)/D286))","v":0},{"$f":"IF(E286=\"\",IF(F286>0,\"Ny data\",IF(F286=\"\",\"\",0)),IF(E286=0,IF(F286=0,0,\"Ny data\"),(F286-E286)/E286))","v":""}]
["Sand- og fedtfang, SRO","PE",10,0,null,null,{"$f":"IF(D287=\"\",IF(E287>0,\"Ny data\",IF(E287=\"\",\"\",0)),IF(D287=0,IF(E287=0,0,\"Ny data\"),(E287-D287)/D287))","v":0},{"$f":"IF(E287=\"\",IF(F287>0,\"Ny data\",IF(F287=\"\",\"\",0)),IF(E287=0,IF(F287=0,0,\"Ny data\"),(F287-E287)/E287))","v":""}]
["Forklaring, Konstruktioner","PE",60,0,null,null,{"$f":"IF(D288=\"\",IF(E288>0,\"Ny data\",IF(E288=\"\",\"\",0)),IF(D288=0,IF(E288=0,0,\"Ny data\"),(E288-D288)/D288))","v":0},{"$f":"IF(E288=\"\",IF(F288>0,\"Ny data\",IF(F288=\"\",\"\",0)),IF(E288=0,IF(F288=0,0,\"Ny data\"),(F288-E288)/E288))","v":""}]
["Forklaring, Mek/EL","PE",20,0,null,null,{"$f":"IF(D289=\"\",IF(E289>0,\"Ny data\",IF(E289=\"\",\"\",0)),IF(D289=0,IF(E289=0,0,\"Ny data\"),(E289-D289)/D289))","v":0},{"$f":"IF(E289=\"\",IF(F289>0,\"Ny data\",IF(F289=\"\",\"\",0)),IF(E289=0,IF(F289=0,0,\"Ny data\"),(F289-E289)/E289))","v":""}]
["Forklaring, SRO","PE",10,0,null,null,{"$f":"IF(D290=\"\",IF(E290>0,\"Ny data\",IF(E290=\"\",\"\",0)),IF(D290=0,IF(E290=0,0,\"Ny data\"),(E290-D290)/D290))","v":0},{"$f":"IF(E290=\"\",IF(F290>0,\"Ny data\",IF(F290=\"\",\"\",0)),IF(E290=0,IF(F290=0,0,\"Ny data\"),(F290-E290)/E290))","v":""}]
["Beluftningstanke, Konstruktioner","PE",60,0,null,null,{"$f":"IF(D291=\"\",IF(E291>0,\"Ny data\",IF(E291=\"\",\"\",0)),IF(D291=0,IF(E291=0,0,\"Ny data\"),(E291-D291)/D291))","v":0},{"$f":"IF(E291=\"\",IF(F291>0,\"Ny data\",IF(F291=\"\",\"\",0)),IF(E291=0,IF(F291=0,0,\"Ny data\"),(F291-E291)/E291))","v":""}]
["Beluftningstanke, Mek/EL","PE",20,0,null,null,{"$f":"IF(D292=\"\",IF(E292>0,\"Ny data\",IF(E292=\"\",\"\",0)),IF(D292=0,IF(E292=0,0,\"Ny data\"),(E292-D292)/D292))","v":0},{"$f":"IF(E292=\"\",IF(F292>0,\"Ny data\",IF(F292=\"\",\"\",0)),IF(E292=0,IF(F292=0,0,\"Ny data\"),(F292-E292)/E292))","v":""}]
["Beluftningstanke, SRO","PE",10,0,null,null,{"$f":"IF(D293=\"\",IF(E293>0,\"Ny data\",IF(E293=\"\",\"\",0)),IF(D293=0,IF(E293=0,0,\"Ny data\"),(E293-D293)/D293))","v":0},{"$f":"IF(E293=\"\",IF(F293>0,\"Ny data\",IF(F293=\"\",\"\",0)),IF(E293=0,IF(F293=0,0,\"Ny data\"),(F293-E293)/E293))","v":""}]
["Efterklaringstanke, Konstruktioner","PE",60,0,null,null,{"$f":"IF(D294=\"\",IF(E294>0,\"Ny data\",IF(E294=\"\",\"\",0)),IF(D294=0,IF(E294=0,0,\"Ny data\"),(E294-D294)/D294))","v":0},{"$f":"IF(E294=\"\",IF(F294>0,\"Ny data\",IF(F294=\"\",\"\",0)),IF(E294=0,IF(F294=0,0,\"Ny data\"),(F294-E294)/E294))","v":""}]
["Efterklaringstanke, Mek/El","PE",20,0,null,null,{"$f":"IF(D295=\"\",IF(E295>0,\"Ny data\",IF(E295=\"\",\"\",0)),IF(D295=0,IF(E295=0,0,\"Ny data\"),(E295-D295)/D295))","v":0},{"$f":"IF(E295=\"\",IF(F295>0,\"Ny data\",IF(F295=\"\",\"\",0)),IF(E295=0,IF(F295=0,0,\"Ny data\"),(F295-E295)/E295))","v":""}]
["Efterklaringstanke, SRO","PE",10,0,null,null,{"$f":"IF(D296=\"\",IF(E296>0,\"Ny data\",IF(E296=\"\",\"\",0)),IF(D296=0,IF(E296=0,0,\"Ny data\"),(E296-D296)/D296))","v":0},{"$f":"IF(E296=\"\",IF(F296>0,\"Ny data\",IF(F296=\"\",\"\",0)),IF(E296=0,IF(F296=0,0,\"Ny data\"),(F296-E296)/E296))","v":""}]
["Efterbehandlingsanlæg (sandfilter), Konstruktioner","PE",60,0,null,null,{"$f":"IF(D297=\"\",IF(E297>0,\"Ny data\",IF(E297=\"\",\"\",0)),IF(D297=0,IF(E297=0,0,\"Ny data\"),(E297-D297)/D297))","v":0},{"$f":"IF(E297=\"\",IF(F297>0,\"Ny data\",IF(F297=\"\",\"\",0)),IF(E297=0,IF(F297=0,0,\"Ny data\"),(F297-E297)/E297))","v":""}]
["Efterbehandlingsanlæg (sandfilter), Mek/EL","PE",20,0,null,null,{"$f":"IF(D298=\"\",IF(E298>0,\"Ny data\",IF(E298=\"\",\"\",0)),IF(D298=0,IF(E298=0,0,\"Ny data\"),(E298-D298)/D298))","v":0},{"$f":"IF(E298=\"\",IF(F298>0,\"Ny data\",IF(F298=\"\",\"\",0)),IF(E298=0,IF(F298=0,0,\"Ny data\"),(F298-E298)/E298))","v":""}]
["Efterbehandlingsanlæg (sandfilter), SRO","PE",10,0,null,null,{"$f":"IF(D299=\"\",IF(E299>0,\"Ny data\",IF(E299=\"\",\"\",0)),IF(D299=0,IF(E299=0,0,\"Ny data\"),(E299-D299)/D299))","v":0},{"$f":"IF(E299=\"\",IF(F299>0,\"Ny data\",IF(F299=\"\",\"\",0)),IF(E299=0,IF(F299=0,0,\"Ny data\"),(F299-E299)/E299))","v":""}]
["Renseanlæg >= 5.000 PE, Slambehandling",null,null,null,null,null,{"$f":"IF(D300=\"\",IF(E300>0,\"Ny data\",IF(E300=\"\",\"\",0)),IF(D300=0,IF(E300=0,0,\"Ny data\"),(E300-D300)/D300))","v":""},{"$f":"IF(E300=\"\",IF(F300>0,\"Ny data\",IF(F300=\"\",\"\",0)),IF(E300=0,IF(F300=0,0,\"Ny data\"),(F300-E300)/E300))","v":""}]
["Forafvanding, slam, Konstruktion","PE",60,0,null,null,{"$f":"IF(D301=\"\",IF(E301>0,\"Ny data\",IF(E301=\"\",\"\",0)),IF(D301=0,IF(E301=0,0,\"Ny data\"),(E301-D301)/D301))","v":0},{"$f":"IF(E301=\"\",IF(F301>0,\"Ny data\",IF(F301=\"\",\"\",0)),IF(E301=0,IF(F301=0,0,\"Ny data\"),(F301-E301)/E301))","v":""}]
["Forafvanding, slam, Mek/EL","PE",20,0,null,null,{"$f":"IF(D302=\"\",IF(E302>0,\"Ny data\",IF(E302=\"\",\"\",0)),IF(D302=0,IF(E302=0,0,\"Ny data\"),(E302-D302)/D302))","v":0},{"$f":"IF(E302=\"\",IF(F302>0,\"Ny data\",IF(F302=\"\",\"\",0)),IF(E302=0,IF(F302=0,0,\"Ny data\"),(F302-E302)/E302))","v":""}]
["Forafvanding, slam, SRO","PE",10,0,null,null,{"$f":"IF(D303=\"\",IF(E303>0,\"Ny data\",IF(E303=\"\",\"\",0)),IF(D303=0,IF(E303=0,0,\"Ny data\"),(E303-D303)/D303))","v":0},{"$f":"IF(E303=\"\",IF(F303>0,\"Ny data\",IF(F303=\"\",\"\",0)),IF(E303=0,IF(F303=0,0,\"Ny data\"),(F303-E303)/E303))","v":""}]
["Rådnetanke, slam, Konstruktioner","PE",60,0,null,null,{"$f":"IF(D304=\"\",IF(E304>0,\"Ny data\",IF(E304=\"\",\"\",0)),IF(D304=0,IF(E304=0,0,\"Ny data\"),(E304-D304)/D304))","v":0},{"$f":"IF(E304=\"\",IF(F304>0,\"Ny data\",IF(F304=\"\",\"\",0)),IF(E304=0,IF(F304=0,0,\"Ny data\"),(F304-E304)/E304))","v":""}]
["Rådnetanke, slam, Mek/EL","PE",20,0,null,null,{"$f":"IF(D305=\"\",IF(E305>0,\"Ny data\",IF(E305=\"\",\"\",0)),IF(D305=0,IF(E305=0,0,\"Ny data\"),(E305-D305)/D305))","v":0},{"$f":"IF(E305=\"\",IF(F305>0,\"Ny data\",IF(F305=\"\",\"\",0)),IF(E305=0,IF(F305=0,0,\"Ny data\"),(F305-E305)/E305))","v":""}]
["Rådnetanke, slam, SRO","PE",10,0,null,null,{"$f":"IF(D306=\"\",IF(E306>0,\"Ny data\",IF(E306=\"\",\"\",0)),IF(D306=0,IF(E306=0,0,\"Ny data\"),(E306-D306)/D306))","v":0},{"$f":"IF(E306=\"\",IF(F306>0,\"Ny data\",IF(F306=\"\",\"\",0)),IF(E306=0,IF(F306=0,0,\"Ny data\"),(F306-E306)/E306))","v":""}]
["Gasdisponering, Konstruktioner","PE",60,0,null,null,{"$f":"IF(D307=\"\",IF(E307>0,\"Ny data\",IF(E307=\"\",\"\",0)),IF(D307=0,IF(E307=0,0,\"Ny data\"),(E307-D307)/D307))","v":0},{"$f":"IF(E307=\"\",IF(F307>0,\"Ny data\",IF(F307=\"\",\"\",0)),IF(E307=0,IF(F307=0,0,\"Ny data\"),(F307-E307)/E307))","v":""}]
["Gasdisponering, Mek/EL","PE",20,0,null,null,{"$f":"IF(D308=\"\",IF(E308>0,\"Ny data\",IF(E308=\"\",\"\",0)),IF(D308=0,IF(E308=0,0,\"Ny data\"),(E308-D308)/D308))","v":0},{"$f":"IF(E308=\"\",IF(F308>0,\"Ny data\",IF(F308=\"\",\"\",0)),IF(E308=0,IF(F308=0,0,\"Ny data\"),(F308-E308)/E308))","v":""}]
["Gasdisponering, SRO","PE",10,0,null,null,{"$f":"IF(D309=\"\",IF(E309>0,\"Ny data\",IF(E309=\"\",\"\",0)),IF(D309=0,IF(E309=0,0,\"Ny data\"),(E309-D309)/D309))","v":0},{"$f":"IF(E309=\"\",IF(F309>0,\"Ny data\",IF(F309=\"\",\"\",0)),IF(E309=0,IF(F309=0,0,\"Ny data\"),(F309-E309)/E309))","v":""}]
["Gasdisponering - elproduktionsanlæg, Konstruktioner","PE",60,0,null,null,{"$f":"IF(D310=\"\",IF(E310>0,\"Ny data\",IF(E310=\"\",\"\",0)),IF(D310=0,IF(E310=0,0,\"Ny data\"),(E310-D310)/D310))","v":0},{"$f":"IF(E310=\"\",IF(F310>0,\"Ny data\",IF(F310=\"\",\"\",0)),IF(E310=0,IF(F310=0,0,\"Ny data\"),(F310-E310)/E310))","v":""}]
["Gasdisponering - elproduktionsanlæg, Mek/EL","PE",20,0,null,null,{"$f":"IF(D311=\"\",IF(E311>0,\"Ny data\",IF(E311=\"\",\"\",0)),IF(D311=0,IF(E311=0,0,\"Ny data\"),(E311-D311)/D311))","v":0},{"$f":"IF(E311=\"\",IF(F311>0,\"Ny data\",IF(F311=\"\",\"\",0)),IF(E311=0,IF(F311=0,0,\"Ny data\"),(F311-E311)/E311))","v":""}]
["Gasdisponering - elproduktionsanlæg, SRO","PE",10,0,null,null,{"$f":"IF(D312=\"\",IF(E312>0,\"Ny data\",IF(E312=\"\",\"\",0)),IF(D312=0,IF(E312=0,0,\"Ny data\"),(E312-D312)/D312))","v":0},{"$f":"IF(E312=\"\",IF(F312>0,\"Ny data\",IF(F312=\"\",\"\",0)),IF(E312=0,IF(F312=0,0,\"Ny data\"),(F312-E312)/E312))","v":""}]
["Gasrensning - Aktivt kulfilter","m3/t",15,0,null,null,{"$f":"IF(D313=\"\",IF(E313>0,\"Ny data\",IF(E313=\"\",\"\",0)),IF(D313=0,IF(E313=0,0,\"Ny data\"),(E313-D313)/D313))","v":0},{"$f":"IF(E313=\"\",IF(F313>0,\"Ny data\",IF(F313=\"\",\"\",0)),IF(E313=0,IF(F313=0,0,\"Ny data\"),(F313-E313)/E313))","v":""}]
["Gasrensning - Biologisk skrubber","m3/t",15,0,null,null,{"$f":"IF(D314=\"\",IF(E314>0,\"Ny data\",IF(E314=\"\",\"\",0)),IF(D314=0,IF(E314=0,0,\"Ny data\"),(E314-D314)/D314))","v":0},{"$f":"IF(E314=\"\",IF(F314>0,\"Ny data\",IF(F314=\"\",\"\",0)),IF(E314=0,IF(F314=0,0,\"Ny data\"),(F314-E314)/E314))","v":""}]
["Opgraderingsanlæg - Membran","m3/t",15,0,null,null,{"$f":"IF(D315=\"\",IF(E315>0,\"Ny data\",IF(E315=\"\",\"\",0)),IF(D315=0,IF(E315=0,0,\"Ny data\"),(E315-D315)/D315))","v":0},{"$f":"IF(E315=\"\",IF(F315>0,\"Ny data\",IF(F315=\"\",\"\",0)),IF(E315=0,IF(F315=0,0,\"Ny data\"),(F315-E315)/E315))","v":""}]
["Varmeproduktionsanlæg","m3/t",15,0,null,null,{"$f":"IF(D316=\"\",IF(E316>0,\"Ny data\",IF(E316=\"\",\"\",0)),IF(D316=0,IF(E316=0,0,\"Ny data\"),(E316-D316)/D316))","v":0},{"$f":"IF(E316=\"\",IF(F316>0,\"Ny data\",IF(F316=\"\",\"\",0)),IF(E316=0,IF(F316=0,0,\"Ny data\"),(F316-E316)/E316))","v":""}]
["Slutafvanding, slam - lavteknologisk (slambede), Konstruktioner","PE",60,0,null,null,{"$f":"IF(D317=\"\",IF(E317>0,\"Ny data\",IF(E317=\"\",\"\",0)),IF(D317=0,IF(E317=0,0,\"Ny data\"),(E317-D317)/D317))","v":0},{"$f":"IF(E317=\"\",IF(F317>0,\"Ny data\",IF(F317=\"\",\"\",0)),IF(E317=0,IF(F317=0,0,\"Ny data\"),(F317-E317)/E317))","v":""}]
["Slutafvanding, slam - lavteknologisk (slambede), Mek/EL","PE",20,0,null,null,{"$f":"IF(D318=\"\",IF(E318>0,\"Ny data\",IF(E318=\"\",\"\",0)),IF(D318=0,IF(E318=0,0,\"Ny data\"),(E318-D318)/D318))","v":0},{"$f":"IF(E318=\"\",IF(F318>0,\"Ny data\",IF(F318=\"\",\"\",0)),IF(E318=0,IF(F318=0,0,\"Ny data\"),(F318-E318)/E318))","v":""}]
["Slutafvanding, slam - lavteknologisk (slambede), SRO","PE",10,0,null,null,{"$f":"IF(D319=\"\",IF(E319>0,\"Ny data\",IF(E319=\"\",\"\",0)),IF(D319=0,IF(E319=0,0,\"Ny data\"),(E319-D319)/D319))","v":0},{"$f":"IF(E319=\"\",IF(F319>0,\"Ny data\",IF(F319=\"\",\"\",0)),IF(E319=0,IF(F319=0,0,\"Ny data\"),(F319-E319)/E319))","v":""}]
["Slutafvanding, slam - højteknologisk (centrifuger), Konstruktioner","PE",60,0,null,null,{"$f":"IF(D320=\"\",IF(E320>0,\"Ny data\",IF(E320=\"\",\"\",0)),IF(D320=0,IF(E320=0,0,\"Ny data\"),(E320-D320)/D320))","v":0},{"$f":"IF(E320=\"\",IF(F320>0,\"Ny data\",IF(F320=\"\",\"\",0)),IF(E320=0,IF(F320=0,0,\"Ny data\"),(F320-E320)/E320))","v":""}]
["Slutafvanding, slam - højteknologisk (centrifuger), Mek/El","PE",20,0,null,null,{"$f":"IF(D321=\"\",IF(E321>0,\"Ny data\",IF(E321=\"\",\"\",0)),IF(D321=0,IF(E321=0,0,\"Ny data\"),(E321-D321)/D321))","v":0},{"$f":"IF(E321=\"\",IF(F321>0,\"Ny data\",IF(F321=\"\",\"\",0)),IF(E321=0,IF(F321=0,0,\"Ny data\"),(F321-E321)/E321))","v":""}]
["Slutafvanding, slam - højteknologisk (centrifuger), SRO","PE",10,0,null,null,{"$f":"IF(D322=\"\",IF(E322>0,\"Ny data\",IF(E322=\"\",\"\",0)),IF(D322=0,IF(E322=0,0,\"Ny data\"),(E322-D322)/D322))","v":0},{"$f":"IF(E322=\"\",IF(F322>0,\"Ny data\",IF(F322=\"\",\"\",0)),IF(E322=0,IF(F322=0,0,\"Ny data\"),(F322-E322)/E322))","v":""}]
["Renseanlæg >= 5.000 PE, Slamdisponering",null,null,null,null,null,{"$f":"IF(D323=\"\",IF(E323>0,\"Ny data\",IF(E323=\"\",\"\",0)),IF(D323=0,IF(E323=0,0,\"Ny data\"),(E323-D323)/D323))","v":""},{"$f":"IF(E323=\"\",IF(F323>0,\"Ny data\",IF(F323=\"\",\"\",0)),IF(E323=0,IF(F323=0,0,\"Ny data\"),(F323-E323)/E323))","v":""}]
["Slutdisponering, slam - lavteknologisk (slammineralisering), Konstruktioner","PE",60,0,null,null,{"$f":"IF(D324=\"\",IF(E324>0,\"Ny data\",IF(E324=\"\",\"\",0)),IF(D324=0,IF(E324=0,0,\"Ny data\"),(E324-D324)/D324))","v":0},{"$f":"IF(E324=\"\",IF(F324>0,\"Ny data\",IF(F324=\"\",\"\",0)),IF(E324=0,IF(F324=0,0,\"Ny data\"),(F324-E324)/E324))","v":""}]
["Slutdisponering, slam - lavteknologisk (slammineralisering), Mek/EL","PE",20,0,null,null,{"$f":"IF(D325=\"\",IF(E325>0,\"Ny data\",IF(E325=\"\",\"\",0)),IF(D325=0,IF(E325=0,0,\"Ny data\"),(E325-D325)/D325))","v":0},{"$f":"IF(E325=\"\",IF(F325>0,\"Ny data\",IF(F325=\"\",\"\",0)),IF(E325=0,IF(F325=0,0,\"Ny data\"),(F325-E325)/E325))","v":""}]
["Slutdisponering, slam - lavteknologisk (slammineralisering), SRO","PE",10,0,null,null,{"$f":"IF(D326=\"\",IF(E326>0,\"Ny data\",IF(E326=\"\",\"\",0)),IF(D326=0,IF(E326=0,0,\"Ny data\"),(E326-D326)/D326))","v":0},{"$f":"IF(E326=\"\",IF(F326>0,\"Ny data\",IF(F326=\"\",\"\",0)),IF(E326=0,IF(F326=0,0,\"Ny data\"),(F326-E326)/E326))","v":""}]
["Slutdisponering, slam - højteknologisk (slamtørring), Konstruktioner","PE",60,0,null,null,{"$f":"IF(D327=\"\",IF(E327>0,\"Ny data\",IF(E327=\"\",\"\",0)),IF(D327=0,IF(E327=0,0,\"Ny data\"),(E327-D327)/D327))","v":0},{"$f":"IF(E327=\"\",IF(F327>0,\"Ny data\",IF(F327=\"\",\"\",0)),IF(E327=0,IF(F327=0,0,\"Ny data\"),(F327-E327)/E327))","v":""}]
["Slutdisponering, slam - højteknologisk (slamtørring), Mek/EL","PE",20,0,null,null,{"$f":"IF(D328=\"\",IF(E328>0,\"Ny data\",IF(E328=\"\",\"\",0)),IF(D328=0,IF(E328=0,0,\"Ny data\"),(E328-D328)/D328))","v":0},{"$f":"IF(E328=\"\",IF(F328>0,\"Ny data\",IF(F328=\"\",\"\",0)),IF(E328=0,IF(F328=0,0,\"Ny data\"),(F328-E328)/E328))","v":""}]
["Slutdisponering, slam - højteknologisk (slamtørring), SRO","PE",10,0,null,null,{"$f":"IF(D329=\"\",IF(E329>0,\"Ny data\",IF(E329=\"\",\"\",0)),IF(D329=0,IF(E329=0,0,\"Ny data\"),(E329-D329)/D329))","v":0},{"$f":"IF(E329=\"\",IF(F329>0,\"Ny data\",IF(F329=\"\",\"\",0)),IF(E329=0,IF(F329=0,0,\"Ny data\"),(F329-E329)/E329))","v":""}]
["Slutdisponering, slam - højteknologisk (slamtørring og -forbrænding), Konstruktioner","PE",60,0,null,null,{"$f":"IF(D330=\"\",IF(E330>0,\"Ny data\",IF(E330=\"\",\"\",0)),IF(D330=0,IF(E330=0,0,\"Ny data\"),(E330-D330)/D330))","v":0},{"$f":"IF(E330=\"\",IF(F330>0,\"Ny data\",IF(F330=\"\",\"\",0)),IF(E330=0,IF(F330=0,0,\"Ny data\"),(F330-E330)/E330))","v":""}]
["Slutdisponering, slam - højteknologisk (slamtørring og -forbrænding), Mek/EL","PE",20,0,null,null,{"$f":"IF(D331=\"\",IF(E331>0,\"Ny data\",IF(E331=\"\",\"\",0)),IF(D331=0,IF(E331=0,0,\"Ny data\"),(E331-D331)/D331))","v":0},{"$f":"IF(E331=\"\",IF(F331>0,\"Ny data\",IF(F331=\"\",\"\",0)),IF(E331=0,IF(F331=0,0,\"Ny data\"),(F331-E331)/E331))","v":""}]
["Slutdisponering, slam - højteknologisk (slamtørring og -forbrænding), SRO","PE",10,0,null,null,{"$f":"IF(D332=\"\",IF(E332>0,\"Ny data\",IF(E332=\"\",\"\",0)),IF(D332=0,IF(E332=0,0,\"Ny data\"),(E332-D332)/D332))","v":0},{"$f":"IF(E332=\"\",IF(F332>0,\"Ny data\",IF(F332=\"\",\"\",0)),IF(E332=0,IF(F332=0,0,\"Ny data\"),(F332-E332)/E332))","v":""}]
["Renseanlæg 7",null,null,null,null,null,{"$f":"IF(D333=\"\",IF(E333>0,\"Ny data\",IF(E333=\"\",\"\",0)),IF(D333=0,IF(E333=0,0,\"Ny data\"),(E333-D333)/D333))","v":""},{"$f":"IF(E333=\"\",IF(F333>0,\"Ny data\",IF(F333=\"\",\"\",0)),IF(E333=0,IF(F333=0,0,\"Ny data\"),(F333-E333)/E333))","v":""}]
["Mindre renseanlæg",null,null,null,null,null,{"$f":"IF(D334=\"\",IF(E334>0,\"Ny data\",IF(E334=\"\",\"\",0)),IF(D334=0,IF(E334=0,0,\"Ny data\"),(E334-D334)/D334))","v":""},{"$f":"IF(E334=\"\",IF(F334>0,\"Ny data\",IF(F334=\"\",\"\",0)),IF(E334=0,IF(F334=0,0,\"Ny data\"),(F334-E334)/E334))","v":""}]
["Mindre renseanlæg < 5.000 PE","PE",40,1500,null,null,{"$f":"IF(D335=\"\",IF(E335>0,\"Ny data\",IF(E335=\"\",\"\",0)),IF(D335=0,IF(E335=0,0,\"Ny data\"),(E335-D335)/D335))","v":-1},{"$f":"IF(E335=\"\",IF(F335>0,\"Ny data\",IF(F335=\"\",\"\",0)),IF(E335=0,IF(F335=0,0,\"Ny data\"),(F335-E335)/E335))","v":""}]
["Renseanlæg >= 5.000 PE, Vandbehandling",null,null,null,null,null,{"$f":"IF(D336=\"\",IF(E336>0,\"Ny data\",IF(E336=\"\",\"\",0)),IF(D336=0,IF(E336=0,0,\"Ny data\"),(E336-D336)/D336))","v":""},{"$f":"IF(E336=\"\",IF(F336>0,\"Ny data\",IF(F336=\"\",\"\",0)),IF(E336=0,IF(F336=0,0,\"Ny data\"),(F336-E336)/E336))","v":""}]
["Indløb med riste, Konstruktioner","PE",60,0,null,null,{"$f":"IF(D337=\"\",IF(E337>0,\"Ny data\",IF(E337=\"\",\"\",0)),IF(D337=0,IF(E337=0,0,\"Ny data\"),(E337-D337)/D337))","v":0},{"$f":"IF(E337=\"\",IF(F337>0,\"Ny data\",IF(F337=\"\",\"\",0)),IF(E337=0,IF(F337=0,0,\"Ny data\"),(F337-E337)/E337))","v":""}]
["Indløb med riste, Mek/EL","PE",20,0,null,null,{"$f":"IF(D338=\"\",IF(E338>0,\"Ny data\",IF(E338=\"\",\"\",0)),IF(D338=0,IF(E338=0,0,\"Ny data\"),(E338-D338)/D338))","v":0},{"$f":"IF(E338=\"\",IF(F338>0,\"Ny data\",IF(F338=\"\",\"\",0)),IF(E338=0,IF(F338=0,0,\"Ny data\"),(F338-E338)/E338))","v":""}]
["Indløb med riste, SRO","PE",10,0,null,null,{"$f":"IF(D339=\"\",IF(E339>0,\"Ny data\",IF(E339=\"\",\"\",0)),IF(D339=0,IF(E339=0,0,\"Ny data\"),(E339-D339)/D339))","v":0},{"$f":"IF(E339=\"\",IF(F339>0,\"Ny data\",IF(F339=\"\",\"\",0)),IF(E339=0,IF(F339=0,0,\"Ny data\"),(F339-E339)/E339))","v":""}]
["Sand- og fedtfang, Kontruktioner","PE",60,0,null,null,{"$f":"IF(D340=\"\",IF(E340>0,\"Ny data\",IF(E340=\"\",\"\",0)),IF(D340=0,IF(E340=0,0,\"Ny data\"),(E340-D340)/D340))","v":0},{"$f":"IF(E340=\"\",IF(F340>0,\"Ny data\",IF(F340=\"\",\"\",0)),IF(E340=0,IF(F340=0,0,\"Ny data\"),(F340-E340)/E340))","v":""}]
["Sand- og fedtfang, Mek/EL","PE",20,0,null,null,{"$f":"IF(D341=\"\",IF(E341>0,\"Ny data\",IF(E341=\"\",\"\",0)),IF(D341=0,IF(E341=0,0,\"Ny data\"),(E341-D341)/D341))","v":0},{"$f":"IF(E341=\"\",IF(F341>0,\"Ny data\",IF(F341=\"\",\"\",0)),IF(E341=0,IF(F341=0,0,\"Ny data\"),(F341-E341)/E341))","v":""}]
["Sand- og fedtfang, SRO","PE",10,0,null,null,{"$f":"IF(D342=\"\",IF(E342>0,\"Ny data\",IF(E342=\"\",\"\",0)),IF(D342=0,IF(E342=0,0,\"Ny data\"),(E342-D342)/D342))","v":0},{"$f":"IF(E342=\"\",IF(F342>0,\"Ny data\",IF(F342=\"\",\"\",0)),IF(E342=0,IF(F342=0,0,\"Ny data\"),(F342-E342)/E342))","v":""}]
["Forklaring, Konstruktioner","PE",60,0,null,null,{"$f":"IF(D343=\"\",IF(E343>0,\"Ny data\",IF(E343=\"\",\"\",0)),IF(D343=0,IF(E343=0,0,\"Ny data\"),(E343-D343)/D343))","v":0},{"$f":"IF(E343=\"\",IF(F343>0,\"Ny data\",IF(F343=\"\",\"\",0)),IF(E343=0,IF(F343=0,0,\"Ny data\"),(F343-E343)/E343))","v":""}]
["Forklaring, Mek/EL","PE",20,0,null,null,{"$f":"IF(D344=\"\",IF(E344>0,\"Ny data\",IF(E344=\"\",\"\",0)),IF(D344=0,IF(E344=0,0,\"Ny data\"),(E344-D344)/D344))","v":0},{"$f":"IF(E344=\"\",IF(F344>0,\"Ny data\",IF(F344=\"\",\"\",0)),IF(E344=0,IF(F344=0,0,\"Ny data\"),(F344-E344)/E344))","v":""}]
["Forklaring, SRO","PE",10,0,null,null,{"$f":"IF(D345=\"\",IF(E345>0,\"Ny data\",IF(E345=\"\",\"\",0)),IF(D345=0,IF(E345=0,0,\"Ny data\"),(E345-D345)/D345))","v":0},{"$f":"IF(E345=\"\",IF(F345>0,\"Ny data\",IF(F345=\"\",\"\",0)),IF(E345=0,IF(F345=0,0,\"Ny data\"),(F345-E345)/E345))","v":""}]
["Beluftningstanke, Konstruktioner","PE",60,0,null,null,{"$f":"IF(D346=\"\",IF(E346>0,\"Ny data\",IF(E346=\"\",\"\",0)),IF(D346=0,IF(E346=0,0,\"Ny data\"),(E346-D346)/D346))","v":0},{"$f":"IF(E346=\"\",IF(F346>0,\"Ny data\",IF(F346=\"\",\"\",0)),IF(E346=0,IF(F346=0,0,\"Ny data\"),(F346-E346)/E346))","v":""}]
["Beluftningstanke, Mek/EL","PE",20,0,null,null,{"$f":"IF(D347=\"\",IF(E347>0,\"Ny data\",IF(E347=\"\",\"\",0)),IF(D347=0,IF(E347=0,0,\"Ny data\"),(E347-D347)/D347))","v":0},{"$f":"IF(E347=\"\",IF(F347>0,\"Ny data\",IF(F347=\"\",\"\",0)),IF(E347=0,IF(F347=0,0,\"Ny data\"),(F347-E347)/E347))","v":""}]
["Beluftningstanke, SRO","PE",10,0,null,null,{"$f":"IF(D348=\"\",IF(E348>0,\"Ny data\",IF(E348=\"\",\"\",0)),IF(D348=0,IF(E348=0,0,\"Ny data\"),(E348-D348)/D348))","v":0},{"$f":"IF(E348=\"\",IF(F348>0,\"Ny data\",IF(F348=\"\",\"\",0)),IF(E348=0,IF(F348=0,0,\"Ny data\"),(F348-E348)/E348))","v":""}]
["Efterklaringstanke, Konstruktioner","PE",60,0,null,null,{"$f":"IF(D349=\"\",IF(E349>0,\"Ny data\",IF(E349=\"\",\"\",0)),IF(D349=0,IF(E349=0,0,\"Ny data\"),(E349-D349)/D349))","v":0},{"$f":"IF(E349=\"\",IF(F349>0,\"Ny data\",IF(F349=\"\",\"\",0)),IF(E349=0,IF(F349=0,0,\"Ny data\"),(F349-E349)/E349))","v":""}]
["Efterklaringstanke, Mek/El","PE",20,0,null,null,{"$f":"IF(D350=\"\",IF(E350>0,\"Ny data\",IF(E350=\"\",\"\",0)),IF(D350=0,IF(E350=0,0,\"Ny data\"),(E350-D350)/D350))","v":0},{"$f":"IF(E350=\"\",IF(F350>0,\"Ny data\",IF(F350=\"\",\"\",0)),IF(E350=0,IF(F350=0,0,\"Ny data\"),(F350-E350)/E350))","v":""}]
["Efterklaringstanke, SRO","PE",10,0,null,null,{"$f":"IF(D351=\"\",IF(E351>0,\"Ny data\",IF(E351=\"\",\"\",0)),IF(D351=0,IF(E351=0,0,\"Ny data\"),(E351-D351)/D351))","v":0},{"$f":"IF(E351=\"\",IF(F351>0,\"Ny data\",IF(F351=\"\",\"\",0)),IF(E351=0,IF(F351=0,0,\"Ny data\"),(F351-E351)/E351))","v":""}]
["Efterbehandlingsanlæg (sandfilter), Konstruktioner","PE",60,0,null,null,{"$f":"IF(D352=\"\",IF(E352>0,\"Ny data\",IF(E352=\"\",\"\",0)),IF(D352=0,IF(E352=0,0,\"Ny data\"),(E352-D352)/D352))","v":0},{"$f":"IF(E352=\"\",IF(F352>0,\"Ny data\",IF(F352=\"\",\"\",0)),IF(E352=0,IF(F352=0,0,\"Ny data\"),(F352-E352)/E352))","v":""}]
["Efterbehandlingsanlæg (sandfilter), Mek/EL","PE",20,0,null,null,{"$f":"IF(D353=\"\",IF(E353>0,\"Ny data\",IF(E353=\"\",\"\",0)),IF(D353=0,IF(E353=0,0,\"Ny data\"),(E353-D353)/D353))","v":0},{"$f":"IF(E353=\"\",IF(F353>0,\"Ny data\",IF(F353=\"\",\"\",0)),IF(E353=0,IF(F353=0,0,\"Ny data\"),(F353-E353)/E353))","v":""}]
["Efterbehandlingsanlæg (sandfilter), SRO","PE",10,0,null,null,{"$f":"IF(D354=\"\",IF(E354>0,\"Ny data\",IF(E354=\"\",\"\",0)),IF(D354=0,IF(E354=0,0,\"Ny data\"),(E354-D354)/D354))","v":0},{"$f":"IF(E354=\"\",IF(F354>0,\"Ny data\",IF(F354=\"\",\"\",0)),IF(E354=0,IF(F354=0,0,\"Ny data\"),(F354-E354)/E354))","v":""}]
["Renseanlæg >= 5.000 PE, Slambehandling",null,null,null,null,null,{"$f":"IF(D355=\"\",IF(E355>0,\"Ny data\",IF(E355=\"\",\"\",0)),IF(D355=0,IF(E355=0,0,\"Ny data\"),(E355-D355)/D355))","v":""},{"$f":"IF(E355=\"\",IF(F355>0,\"Ny data\",IF(F355=\"\",\"\",0)),IF(E355=0,IF(F355=0,0,\"Ny data\"),(F355-E355)/E355))","v":""}]
["Forafvanding, slam, Konstruktion","PE",60,0,null,null,{"$f":"IF(D356=\"\",IF(E356>0,\"Ny data\",IF(E356=\"\",\"\",0)),IF(D356=0,IF(E356=0,0,\"Ny data\"),(E356-D356)/D356))","v":0},{"$f":"IF(E356=\"\",IF(F356>0,\"Ny data\",IF(F356=\"\",\"\",0)),IF(E356=0,IF(F356=0,0,\"Ny data\"),(F356-E356)/E356))","v":""}]
["Forafvanding, slam, Mek/EL","PE",20,0,null,null,{"$f":"IF(D357=\"\",IF(E357>0,\"Ny data\",IF(E357=\"\",\"\",0)),IF(D357=0,IF(E357=0,0,\"Ny data\"),(E357-D357)/D357))","v":0},{"$f":"IF(E357=\"\",IF(F357>0,\"Ny data\",IF(F357=\"\",\"\",0)),IF(E357=0,IF(F357=0,0,\"Ny data\"),(F357-E357)/E357))","v":""}]
["Forafvanding, slam, SRO","PE",10,0,null,null,{"$f":"IF(D358=\"\",IF(E358>0,\"Ny data\",IF(E358=\"\",\"\",0)),IF(D358=0,IF(E358=0,0,\"Ny data\"),(E358-D358)/D358))","v":0},{"$f":"IF(E358=\"\",IF(F358>0,\"Ny data\",IF(F358=\"\",\"\",0)),IF(E358=0,IF(F358=0,0,\"Ny data\"),(F358-E358)/E358))","v":""}]
["Rådnetanke, slam, Konstruktioner","PE",60,0,null,null,{"$f":"IF(D359=\"\",IF(E359>0,\"Ny data\",IF(E359=\"\",\"\",0)),IF(D359=0,IF(E359=0,0,\"Ny data\"),(E359-D359)/D359))","v":0},{"$f":"IF(E359=\"\",IF(F359>0,\"Ny data\",IF(F359=\"\",\"\",0)),IF(E359=0,IF(F359=0,0,\"Ny data\"),(F359-E359)/E359))","v":""}]
["Rådnetanke, slam, Mek/EL","PE",20,0,null,null,{"$f":"IF(D360=\"\",IF(E360>0,\"Ny data\",IF(E360=\"\",\"\",0)),IF(D360=0,IF(E360=0,0,\"Ny data\"),(E360-D360)/D360))","v":0},{"$f":"IF(E360=\"\",IF(F360>0,\"Ny data\",IF(F360=\"\",\"\",0)),IF(E360=0,IF(F360=0,0,\"Ny data\"),(F360-E360)/E360))","v":""}]
["Rådnetanke, slam, SRO","PE",10,0,null,null,{"$f":"IF(D361=\"\",IF(E361>0,\"Ny data\",IF(E361=\"\",\"\",0)),IF(D361=0,IF(E361=0,0,\"Ny data\"),(E361-D361)/D361))","v":0},{"$f":"IF(E361=\"\",IF(F361>0,\"Ny data\",IF(F361=\"\",\"\",0)),IF(E361=0,IF(F361=0,0,\"Ny data\"),(F361-E361)/E361))","v":""}]
["Gasdisponering, Konstruktioner","PE",60,0,null,null,{"$f":"IF(D362=\"\",IF(E362>0,\"Ny data\",IF(E362=\"\",\"\",0)),IF(D362=0,IF(E362=0,0,\"Ny data\"),(E362-D362)/D362))","v":0},{"$f":"IF(E362=\"\",IF(F362>0,\"Ny data\",IF(F362=\"\",\"\",0)),IF(E362=0,IF(F362=0,0,\"Ny data\"),(F362-E362)/E362))","v":""}]
["Gasdisponering, Mek/EL","PE",20,0,null,null,{"$f":"IF(D363=\"\",IF(E363>0,\"Ny data\",IF(E363=\"\",\"\",0)),IF(D363=0,IF(E363=0,0,\"Ny data\"),(E363-D363)/D363))","v":0},{"$f":"IF(E363=\"\",IF(F363>0,\"Ny data\",IF(F363=\"\",\"\",0)),IF(E363=0,IF(F363=0,0,\"Ny data\"),(F363-E363)/E363))","v":""}]
["Gasdisponering, SRO","PE",10,0,null,null,{"$f":"IF(D364=\"\",IF(E364>0,\"Ny data\",IF(E364=\"\",\"\",0)),IF(D364=0,IF(E364=0,0,\"Ny data\"),(E364-D364)/D364))","v":0},{"$f":"IF(E364=\"\",IF(F364>0,\"Ny data\",IF(F364=\"\",\"\",0)),IF(E364=0,IF(F364=0,0,\"Ny data\"),(F364-E364)/E364))","v":""}]
["Gasdisponering - elproduktionsanlæg, Konstruktioner","PE",60,0,null,null,{"$f":"IF(D365=\"\",IF(E365>0,\"Ny data\",IF(E365=\"\",\"\",0)),IF(D365=0,IF(E365=0,0,\"Ny data\"),(E365-D365)/D365))","v":0},{"$f":"IF(E365=\"\",IF(F365>0,\"Ny data\",IF(F365=\"\",\"\",0)),IF(E365=0,IF(F365=0,0,\"Ny data\"),(F365-E365)/E365))","v":""}]
["Gasdisponering - elproduktionsanlæg, Mek/EL","PE",20,0,null,null,{"$f":"IF(D366=\"\",IF(E366>0,\"Ny data\",IF(E366=\"\",\"\",0)),IF(D366=0,IF(E366=0,0,\"Ny data\"),(E366-D366)/D366))","v":0},{"$f":"IF(E366=\"\",IF(F366>0,\"Ny data\",IF(F366=\"\",\"\",0)),IF(E366=0,IF(F366=0,0,\"Ny data\"),(F366-E366)/E366))","v":""}]
["Gasdisponering - elproduktionsanlæg, SRO","PE",10,0,null,null,{"$f":"IF(D367=\"\",IF(E367>0,\"Ny data\",IF(E367=\"\",\"\",0)),IF(D367=0,IF(E367=0,0,\"Ny data\"),(E367-D367)/D367))","v":0},{"$f":"IF(E367=\"\",IF(F367>0,\"Ny data\",IF(F367=\"\",\"\",0)),IF(E367=0,IF(F367=0,0,\"Ny data\"),(F367-E367)/E367))","v":""}]
["Gasrensning - Aktivt kulfilter","m3/t",15,0,null,null,{"$f":"IF(D368=\"\",IF(E368>0,\"Ny data\",IF(E368=\"\",\"\",0)),IF(D368=0,IF(E368=0,0,\"Ny data\"),(E368-D368)/D368))","v":0},{"$f":"IF(E368=\"\",IF(F368>0,\"Ny data\",IF(F368=\"\",\"\",0)),IF(E368=0,IF(F368=0,0,\"Ny data\"),(F368-E368)/E368))","v":""}]
["Gasrensning - Biologisk skrubber","m3/t",15,0,null,null,{"$f":"IF(D369=\"\",IF(E369>0,\"Ny data\",IF(E369=\"\",\"\",0)),IF(D369=0,IF(E369=0,0,\"Ny data\"),(E369-D369)/D369))","v":0},{"$f":"IF(E369=\"\",IF(F369>0,\"Ny data\",IF(F369=\"\",\"\",0)),IF(E369=0,IF(F369=0,0,\"Ny data\"),(F369-E369)/E369))","v":""}]
["Opgraderingsanlæg - Membran","m3/t",15,0,null,null,{"$f":"IF(D370=\"\",IF(E370>0,\"Ny data\",IF(E370=\"\",\"\",0)),IF(D370=0,IF(E370=0,0,\"Ny data\"),(E370-D370)/D370))","v":0},{"$f":"IF(E370=\"\",IF(F370>0,\"Ny data\",IF(F370=\"\",\"\",0)),IF(E370=0,IF(F370=0,0,\"Ny data\"),(F370-E370)/E370))","v":""}]
["Varmeproduktionsanlæg","m3/t",15,0,null,null,{"$f":"IF(D371=\"\",IF(E371>0,\"Ny data\",IF(E371=\"\",\"\",0)),IF(D371=0,IF(E371=0,0,\"Ny data\"),(E371-D371)/D371))","v":0},{"$f":"IF(E371=\"\",IF(F371>0,\"Ny data\",IF(F371=\"\",\"\",0)),IF(E371=0,IF(F371=0,0,\"Ny data\"),(F371-E371)/E371))","v":""}]
["Slutafvanding, slam - lavteknologisk (slambede), Konstruktioner","PE",60,0,null,null,{"$f":"IF(D372=\"\",IF(E372>0,\"Ny data\",IF(E372=\"\",\"\",0)),IF(D372=0,IF(E372=0,0,\"Ny data\"),(E372-D372)/D372))","v":0},{"$f":"IF(E372=\"\",IF(F372>0,\"Ny data\",IF(F372=\"\",\"\",0)),IF(E372=0,IF(F372=0,0,\"Ny data\"),(F372-E372)/E372))","v":""}]
["Slutafvanding, slam - lavteknologisk (slambede), Mek/EL","PE",20,0,null,null,{"$f":"IF(D373=\"\",IF(E373>0,\"Ny data\",IF(E373=\"\",\"\",0)),IF(D373=0,IF(E373=0,0,\"Ny data\"),(E373-D373)/D373))","v":0},{"$f":"IF(E373=\"\",IF(F373>0,\"Ny data\",IF(F373=\"\",\"\",0)),IF(E373=0,IF(F373=0,0,\"Ny data\"),(F373-E373)/E373))","v":""}]
["Slutafvanding, slam - lavteknologisk (slambede), SRO","PE",10,0,null,null,{"$f":"IF(D374=\"\",IF(E374>0,\"Ny data\",IF(E374=\"\",\"\",0)),IF(D374=0,IF(E374=0,0,\"Ny data\"),(E374-D374)/D374))","v":0},{"$f":"IF(E374=\"\",IF(F374>0,\"Ny data\",IF(F374=\"\",\"\",0)),IF(E374=0,IF(F374=0,0,\"Ny data\"),(F374-E374)/E374))","v":""}]
["Slutafvanding, slam - højteknologisk (centrifuger), Konstruktioner","PE",60,0,null,null,{"$f":"IF(D375=\"\",IF(E375>0,\"Ny data\",IF(E375=\"\",\"\",0)),IF(D375=0,IF(E375=0,0,\"Ny data\"),(E375-D375)/D375))","v":0},{"$f":"IF(E375=\"\",IF(F375>0,\"Ny data\",IF(F375=\"\",\"\",0)),IF(E375=0,IF(F375=0,0,\"Ny data\"),(F375-E375)/E375))","v":""}]
["Slutafvanding, slam - højteknologisk (centrifuger), Mek/El","PE",20,0,null,null,{"$f":"IF(D376=\"\",IF(E376>0,\"Ny data\",IF(E376=\"\",\"\",0)),IF(D376=0,IF(E376=0,0,\"Ny data\"),(E376-D376)/D376))","v":0},{"$f":"IF(E376=\"\",IF(F376>0,\"Ny data\",IF(F376=\"\",\"\",0)),IF(E376=0,IF(F376=0,0,\"Ny data\"),(F376-E376)/E376))","v":""}]
["Slutafvanding, slam - højteknologisk (centrifuger), SRO","PE",10,0,null,null,{"$f":"IF(D377=\"\",IF(E377>0,\"Ny data\",IF(E377=\"\",\"\",0)),IF(D377=0,IF(E377=0,0,\"Ny data\"),(E377-D377)/D377))","v":0},{"$f":"IF(E377=\"\",IF(F377>0,\"Ny data\",IF(F377=\"\",\"\",0)),IF(E377=0,IF(F377=0,0,\"Ny data\"),(F377-E377)/E377))","v":""}]
["Renseanlæg >= 5.000 PE, Slamdisponering",null,null,null,null,null,{"$f":"IF(D378=\"\",IF(E378>0,\"Ny data\",IF(E378=\"\",\"\",0)),IF(D378=0,IF(E378=0,0,\"Ny data\"),(E378-D378)/D378))","v":""},{"$f":"IF(E378=\"\",IF(F378>0,\"Ny data\",IF(F378=\"\",\"\",0)),IF(E378=0,IF(F378=0,0,\"Ny data\"),(F378-E378)/E378))","v":""}]
["Slutdisponering, slam - lavteknologisk (slammineralisering), Konstruktioner","PE",60,0,null,null,{"$f":"IF(D379=\"\",IF(E379>0,\"Ny data\",IF(E379=\"\",\"\",0)),IF(D379=0,IF(E379=0,0,\"Ny data\"),(E379-D379)/D379))","v":0},{"$f":"IF(E379=\"\",IF(F379>0,\"Ny data\",IF(F379=\"\",\"\",0)),IF(E379=0,IF(F379=0,0,\"Ny data\"),(F379-E379)/E379))","v":""}]
["Slutdisponering, slam - lavteknologisk (slammineralisering), Mek/EL","PE",20,0,null,null,{"$f":"IF(D380=\"\",IF(E380>0,\"Ny data\",IF(E380=\"\",\"\",0)),IF(D380=0,IF(E380=0,0,\"Ny data\"),(E380-D380)/D380))","v":0},{"$f":"IF(E380=\"\",IF(F380>0,\"Ny data\",IF(F380=\"\",\"\",0)),IF(E380=0,IF(F380=0,0,\"Ny data\"),(F380-E380)/E380))","v":""}]
["Slutdisponering, slam - lavteknologisk (slammineralisering), SRO","PE",10,0,null,null,{"$f":"IF(D381=\"\",IF(E381>0,\"Ny data\",IF(E381=\"\",\"\",0)),IF(D381=0,IF(E381=0,0,\"Ny data\"),(E381-D381)/D381))","v":0},{"$f":"IF(E381=\"\",IF(F381>0,\"Ny data\",IF(F381=\"\",\"\",0)),IF(E381=0,IF(F381=0,0,\"Ny data\"),(F381-E381)/E381))","v":""}]
["Slutdisponering, slam - højteknologisk (slamtørring), Konstruktioner","PE",60,0,null,null,{"$f":"IF(D382=\"\",IF(E382>0,\"Ny data\",IF(E382=\"\",\"\",0)),IF(D382=0,IF(E382=0,0,\"Ny data\"),(E382-D382)/D382))","v":0},{"$f":"IF(E382=\"\",IF(F382>0,\"Ny data\",IF(F382=\"\",\"\",0)),IF(E382=0,IF(F382=0,0,\"Ny data\"),(F382-E382)/E382))","v":""}]
["Slutdisponering, slam - højteknologisk (slamtørring), Mek/EL","PE",20,0,null,null,{"$f":"IF(D383=\"\",IF(E383>0,\"Ny data\",IF(E383=\"\",\"\",0)),IF(D383=0,IF(E383=0,0,\"Ny data\"),(E383-D383)/D383))","v":0},{"$f":"IF(E383=\"\",IF(F383>0,\"Ny data\",IF(F383=\"\",\"\",0)),IF(E383=0,IF(F383=0,0,\"Ny data\"),(F383-E383)/E383))","v":""}]
["Slutdisponering, slam - højteknologisk (slamtørring), SRO","PE",10,0,null,null,{"$f":"IF(D384=\"\",IF(E384>0,\"Ny data\",IF(E384=\"\",\"\",0)),IF(D384=0,IF(E384=0,0,\"Ny data\"),(E384-D384)/D384))","v":0},{"$f":"IF(E384=\"\",IF(F384>0,\"Ny data\",IF(F384=\"\",\"\",0)),IF(E384=0,IF(F384=0,0,\"Ny data\"),(F384-E384)/E384))","v":""}]
["Slutdisponering, slam - højteknologisk (slamtørring og -forbrænding), Konstruktioner","PE",60,0,null,null,{"$f":"IF(D385=\"\",IF(E385>0,\"Ny data\",IF(E385=\"\",\"\",0)),IF(D385=0,IF(E385=0,0,\"Ny data\"),(E385-D385)/D385))","v":0},{"$f":"IF(E385=\"\",IF(F385>0,\"Ny data\",IF(F385=\"\",\"\",0)),IF(E385=0,IF(F385=0,0,\"Ny data\"),(F385-E385)/E385))","v":""}]
["Slutdisponering, slam - højteknologisk (slamtørring og -forbrænding), Mek/EL","PE",20,0,null,null,{"$f":"IF(D386=\"\",IF(E386>0,\"Ny data\",IF(E386=\"\",\"\",0)),IF(D386=0,IF(E386=0,0,\"Ny data\"),(E386-D386)/D386))","v":0},{"$f":"IF(E386=\"\",IF(F386>0,\"Ny data\",IF(F386=\"\",\"\",0)),IF(E386=0,IF(F386=0,0,\"Ny data\"),(F386-E386)/E386))","v":""}]
["Slutdisponering, slam - højteknologisk (slamtørring og -forbrænding), SRO","PE",10,0,null,null,{"$f":"IF(D387=\"\",IF(E387>0,\"Ny data\",IF(E387=\"\",\"\",0)),IF(D387=0,IF(E387=0,0,\"Ny data\"),(E387-D387)/D387))","v":0},{"$f":"IF(E387=\"\",IF(F387>0,\"Ny data\",IF(F387=\"\",\"\",0)),IF(E387=0,IF(F387=0,0,\"Ny data\"),(F387-E387)/E387))","v":""}]
["Renseanlæg 8",null,null,null,null,null,{"$f":"IF(D388=\"\",IF(E388>0,\"Ny data\",IF(E388=\"\",\"\",0)),IF(D388=0,IF(E388=0,0,\"Ny data\"),(E388-D388)/D388))","v":""},{"$f":"IF(E388=\"\",IF(F388>0,\"Ny data\",IF(F388=\"\",\"\",0)),IF(E388=0,IF(F388=0,0,\"Ny data\"),(F388-E388)/E388))","v":""}]
["Mindre renseanlæg",null,null,null,null,null,{"$f":"IF(D389=\"\",IF(E389>0,\"Ny data\",IF(E389=\"\",\"\",0)),IF(D389=0,IF(E389=0,0,\"Ny data\"),(E389-D389)/D389))","v":""},{"$f":"IF(E389=\"\",IF(F389>0,\"Ny data\",IF(F389=\"\",\"\",0)),IF(E389=0,IF(F389=0,0,\"Ny data\"),(F389-E389)/E389))","v":""}]
["Mindre renseanlæg < 5.000 PE","PE",40,700,null,null,{"$f":"IF(D390=\"\",IF(E390>0,\"Ny data\",IF(E390=\"\",\"\",0)),IF(D390=0,IF(E390=0,0,\"Ny data\"),(E390-D390)/D390))","v":-1},{"$f":"IF(E390=\"\",IF(F390>0,\"Ny data\",IF(F390=\"\",\"\",0)),IF(E390=0,IF(F390=0,0,\"Ny data\"),(F390-E390)/E390))","v":""}]
["Renseanlæg >= 5.000 PE, Vandbehandling",null,null,null,null,null,{"$f":"IF(D391=\"\",IF(E391>0,\"Ny data\",IF(E391=\"\",\"\",0)),IF(D391=0,IF(E391=0,0,\"Ny data\"),(E391-D391)/D391))","v":""},{"$f":"IF(E391=\"\",IF(F391>0,\"Ny data\",IF(F391=\"\",\"\",0)),IF(E391=0,IF(F391=0,0,\"Ny data\"),(F391-E391)/E391))","v":""}]
["Indløb med riste, Konstruktioner","PE",60,0,null,null,{"$f":"IF(D392=\"\",IF(E392>0,\"Ny data\",IF(E392=\"\",\"\",0)),IF(D392=0,IF(E392=0,0,\"Ny data\"),(E392-D392)/D392))","v":0},{"$f":"IF(E392=\"\",IF(F392>0,\"Ny data\",IF(F392=\"\",\"\",0)),IF(E392=0,IF(F392=0,0,\"Ny data\"),(F392-E392)/E392))","v":""}]
["Indløb med riste, Mek/EL","PE",20,0,null,null,{"$f":"IF(D393=\"\",IF(E393>0,\"Ny data\",IF(E393=\"\",\"\",0)),IF(D393=0,IF(E393=0,0,\"Ny data\"),(E393-D393)/D393))","v":0},{"$f":"IF(E393=\"\",IF(F393>0,\"Ny data\",IF(F393=\"\",\"\",0)),IF(E393=0,IF(F393=0,0,\"Ny data\"),(F393-E393)/E393))","v":""}]
["Indløb med riste, SRO","PE",10,0,null,null,{"$f":"IF(D394=\"\",IF(E394>0,\"Ny data\",IF(E394=\"\",\"\",0)),IF(D394=0,IF(E394=0,0,\"Ny data\"),(E394-D394)/D394))","v":0},{"$f":"IF(E394=\"\",IF(F394>0,\"Ny data\",IF(F394=\"\",\"\",0)),IF(E394=0,IF(F394=0,0,\"Ny data\"),(F394-E394)/E394))","v":""}]
["Sand- og fedtfang, Kontruktioner","PE",60,0,null,null,{"$f":"IF(D395=\"\",IF(E395>0,\"Ny data\",IF(E395=\"\",\"\",0)),IF(D395=0,IF(E395=0,0,\"Ny data\"),(E395-D395)/D395))","v":0},{"$f":"IF(E395=\"\",IF(F395>0,\"Ny data\",IF(F395=\"\",\"\",0)),IF(E395=0,IF(F395=0,0,\"Ny data\"),(F395-E395)/E395))","v":""}]
["Sand- og fedtfang, Mek/EL","PE",20,0,null,null,{"$f":"IF(D396=\"\",IF(E396>0,\"Ny data\",IF(E396=\"\",\"\",0)),IF(D396=0,IF(E396=0,0,\"Ny data\"),(E396-D396)/D396))","v":0},{"$f":"IF(E396=\"\",IF(F396>0,\"Ny data\",IF(F396=\"\",\"\",0)),IF(E396=0,IF(F396=0,0,\"Ny data\"),(F396-E396)/E396))","v":""}]
["Sand- og fedtfang, SRO","PE",10,0,null,null,{"$f":"IF(D397=\"\",IF(E397>0,\"Ny data\",IF(E397=\"\",\"\",0)),IF(D397=0,IF(E397=0,0,\"Ny data\"),(E397-D397)/D397))","v":0},{"$f":"IF(E397=\"\",IF(F397>0,\"Ny data\",IF(F397=\"\",\"\",0)),IF(E397=0,IF(F397=0,0,\"Ny data\"),(F397-E397)/E397))","v":""}]
["Forklaring, Konstruktioner","PE",60,0,null,null,{"$f":"IF(D398=\"\",IF(E398>0,\"Ny data\",IF(E398=\"\",\"\",0)),IF(D398=0,IF(E398=0,0,\"Ny data\"),(E398-D398)/D398))","v":0},{"$f":"IF(E398=\"\",IF(F398>0,\"Ny data\",IF(F398=\"\",\"\",0)),IF(E398=0,IF(F398=0,0,\"Ny data\"),(F398-E398)/E398))","v":""}]
["Forklaring, Mek/EL","PE",20,0,null,null,{"$f":"IF(D399=\"\",IF(E399>0,\"Ny data\",IF(E399=\"\",\"\",0)),IF(D399=0,IF(E399=0,0,\"Ny data\"),(E399-D399)/D399))","v":0},{"$f":"IF(E399=\"\",IF(F399>0,\"Ny data\",IF(F399=\"\",\"\",0)),IF(E399=0,IF(F399=0,0,\"Ny data\"),(F399-E399)/E399))","v":""}]
["Forklaring, SRO","PE",10,0,null,null,{"$f":"IF(D400=\"\",IF(E400>0,\"Ny data\",IF(E400=\"\",\"\",0)),IF(D400=0,IF(E400=0,0,\"Ny data\"),(E400-D400)/D400))","v":0},{"$f":"IF(E400=\"\",IF(F400>0,\"Ny data\",IF(F400=\"\",\"\",0)),IF(E400=0,IF(F400=0,0,\"Ny data\"),(F400-E400)/E400))","v":""}]
["Beluftningstanke, Konstruktioner","PE",60,0,null,null,{"$f":"IF(D401=\"\",IF(E401>0,\"Ny data\",IF(E401=\"\",\"\",0)),IF(D401=0,IF(E401=0,0,\"Ny data\"),(E401-D401)/D401))","v":0},{"$f":"IF(E401=\"\",IF(F401>0,\"Ny data\",IF(F401=\"\",\"\",0)),IF(E401=0,IF(F401=0,0,\"Ny data\"),(F401-E401)/E401))","v":""}]
["Beluftningstanke, Mek/EL","PE",20,0,null,null,{"$f":"IF(D402=\"\",IF(E402>0,\"Ny data\",IF(E402=\"\",\"\",0)),IF(D402=0,IF(E402=0,0,\"Ny data\"),(E402-D402)/D402))","v":0},{"$f":"IF(E402=\"\",IF(F402>0,\"Ny data\",IF(F402=\"\",\"\",0)),IF(E402=0,IF(F402=0,0,\"Ny data\"),(F402-E402)/E402))","v":""}]
["Beluftningstanke, SRO","PE",10,0,null,null,{"$f":"IF(D403=\"\",IF(E403>0,\"Ny data\",IF(E403=\"\",\"\",0)),IF(D403=0,IF(E403=0,0,\"Ny data\"),(E403-D403)/D403))","v":0},{"$f":"IF(E403=\"\",IF(F403>0,\"Ny data\",IF(F403=\"\",\"\",0)),IF(E403=0,IF(F403=0,0,\"Ny data\"),(F403-E403)/E403))","v":""}]
["Efterklaringstanke, Konstruktioner","PE",60,0,null,null,{"$f":"IF(D404=\"\",IF(E404>0,\"Ny data\",IF(E404=\"\",\"\",0)),IF(D404=0,IF(E404=0,0,\"Ny data\"),(E404-D404)/D404))","v":0},{"$f":"IF(E404=\"\",IF(F404>0,\"Ny data\",IF(F404=\"\",\"\",0)),IF(E404=0,IF(F404=0,0,\"Ny data\"),(F404-E404)/E404))","v":""}]
["Efterklaringstanke, Mek/El","PE",20,0,null,null,{"$f":"IF(D405=\"\",IF(E405>0,\"Ny data\",IF(E405=\"\",\"\",0)),IF(D405=0,IF(E405=0,0,\"Ny data\"),(E405-D405)/D405))","v":0},{"$f":"IF(E405=\"\",IF(F405>0,\"Ny data\",IF(F405=\"\",\"\",0)),IF(E405=0,IF(F405=0,0,\"Ny data\"),(F405-E405)/E405))","v":""}]
["Efterklaringstanke, SRO","PE",10,0,null,null,{"$f":"IF(D406=\"\",IF(E406>0,\"Ny data\",IF(E406=\"\",\"\",0)),IF(D406=0,IF(E406=0,0,\"Ny data\"),(E406-D406)/D406))","v":0},{"$f":"IF(E406=\"\",IF(F406>0,\"Ny data\",IF(F406=\"\",\"\",0)),IF(E406=0,IF(F406=0,0,\"Ny data\"),(F406-E406)/E406))","v":""}]
["Efterbehandlingsanlæg (sandfilter), Konstruktioner","PE",60,0,null,null,{"$f":"IF(D407=\"\",IF(E407>0,\"Ny data\",IF(E407=\"\",\"\",0)),IF(D407=0,IF(E407=0,0,\"Ny data\"),(E407-D407)/D407))","v":0},{"$f":"IF(E407=\"\",IF(F407>0,\"Ny data\",IF(F407=\"\",\"\",0)),IF(E407=0,IF(F407=0,0,\"Ny data\"),(F407-E407)/E407))","v":""}]
["Efterbehandlingsanlæg (sandfilter), Mek/EL","PE",20,0,null,null,{"$f":"IF(D408=\"\",IF(E408>0,\"Ny data\",IF(E408=\"\",\"\",0)),IF(D408=0,IF(E408=0,0,\"Ny data\"),(E408-D408)/D408))","v":0},{"$f":"IF(E408=\"\",IF(F408>0,\"Ny data\",IF(F408=\"\",\"\",0)),IF(E408=0,IF(F408=0,0,\"Ny data\"),(F408-E408)/E408))","v":""}]
["Efterbehandlingsanlæg (sandfilter), SRO","PE",10,0,null,null,{"$f":"IF(D409=\"\",IF(E409>0,\"Ny data\",IF(E409=\"\",\"\",0)),IF(D409=0,IF(E409=0,0,\"Ny data\"),(E409-D409)/D409))","v":0},{"$f":"IF(E409=\"\",IF(F409>0,\"Ny data\",IF(F409=\"\",\"\",0)),IF(E409=0,IF(F409=0,0,\"Ny data\"),(F409-E409)/E409))","v":""}]
["Renseanlæg >= 5.000 PE, Slambehandling",null,null,null,null,null,{"$f":"IF(D410=\"\",IF(E410>0,\"Ny data\",IF(E410=\"\",\"\",0)),IF(D410=0,IF(E410=0,0,\"Ny data\"),(E410-D410)/D410))","v":""},{"$f":"IF(E410=\"\",IF(F410>0,\"Ny data\",IF(F410=\"\",\"\",0)),IF(E410=0,IF(F410=0,0,\"Ny data\"),(F410-E410)/E410))","v":""}]
["Forafvanding, slam, Konstruktion","PE",60,0,null,null,{"$f":"IF(D411=\"\",IF(E411>0,\"Ny data\",IF(E411=\"\",\"\",0)),IF(D411=0,IF(E411=0,0,\"Ny data\"),(E411-D411)/D411))","v":0},{"$f":"IF(E411=\"\",IF(F411>0,\"Ny data\",IF(F411=\"\",\"\",0)),IF(E411=0,IF(F411=0,0,\"Ny data\"),(F411-E411)/E411))","v":""}]
["Forafvanding, slam, Mek/EL","PE",20,0,null,null,{"$f":"IF(D412=\"\",IF(E412>0,\"Ny data\",IF(E412=\"\",\"\",0)),IF(D412=0,IF(E412=0,0,\"Ny data\"),(E412-D412)/D412))","v":0},{"$f":"IF(E412=\"\",IF(F412>0,\"Ny data\",IF(F412=\"\",\"\",0)),IF(E412=0,IF(F412=0,0,\"Ny data\"),(F412-E412)/E412))","v":""}]
["Forafvanding, slam, SRO","PE",10,0,null,null,{"$f":"IF(D413=\"\",IF(E413>0,\"Ny data\",IF(E413=\"\",\"\",0)),IF(D413=0,IF(E413=0,0,\"Ny data\"),(E413-D413)/D413))","v":0},{"$f":"IF(E413=\"\",IF(F413>0,\"Ny data\",IF(F413=\"\",\"\",0)),IF(E413=0,IF(F413=0,0,\"Ny data\"),(F413-E413)/E413))","v":""}]
["Rådnetanke, slam, Konstruktioner","PE",60,0,null,null,{"$f":"IF(D414=\"\",IF(E414>0,\"Ny data\",IF(E414=\"\",\"\",0)),IF(D414=0,IF(E414=0,0,\"Ny data\"),(E414-D414)/D414))","v":0},{"$f":"IF(E414=\"\",IF(F414>0,\"Ny data\",IF(F414=\"\",\"\",0)),IF(E414=0,IF(F414=0,0,\"Ny data\"),(F414-E414)/E414))","v":""}]
["Rådnetanke, slam, Mek/EL","PE",20,0,null,null,{"$f":"IF(D415=\"\",IF(E415>0,\"Ny data\",IF(E415=\"\",\"\",0)),IF(D415=0,IF(E415=0,0,\"Ny data\"),(E415-D415)/D415))","v":0},{"$f":"IF(E415=\"\",IF(F415>0,\"Ny data\",IF(F415=\"\",\"\",0)),IF(E415=0,IF(F415=0,0,\"Ny data\"),(F415-E415)/E415))","v":""}]
["Rådnetanke, slam, SRO","PE",10,0,null,null,{"$f":"IF(D416=\"\",IF(E416>0,\"Ny data\",IF(E416=\"\",\"\",0)),IF(D416=0,IF(E416=0,0,\"Ny data\"),(E416-D416)/D416))","v":0},{"$f":"IF(E416=\"\",IF(F416>0,\"Ny data\",IF(F416=\"\",\"\",0)),IF(E416=0,IF(F416=0,0,\"Ny data\"),(F416-E416)/E416))","v":""}]
["Gasdisponering, Konstruktioner","PE",60,0,null,null,{"$f":"IF(D417=\"\",IF(E417>0,\"Ny data\",IF(E417=\"\",\"\",0)),IF(D417=0,IF(E417=0,0,\"Ny data\"),(E417-D417)/D417))","v":0},{"$f":"IF(E417=\"\",IF(F417>0,\"Ny data\",IF(F417=\"\",\"\",0)),IF(E417=0,IF(F417=0,0,\"Ny data\"),(F417-E417)/E417))","v":""}]
["Gasdisponering, Mek/EL","PE",20,0,null,null,{"$f":"IF(D418=\"\",IF(E418>0,\"Ny data\",IF(E418=\"\",\"\",0)),IF(D418=0,IF(E418=0,0,\"Ny data\"),(E418-D418)/D418))","v":0},{"$f":"IF(E418=\"\",IF(F418>0,\"Ny data\",IF(F418=\"\",\"\",0)),IF(E418=0,IF(F418=0,0,\"Ny data\"),(F418-E418)/E418))","v":""}]
["Gasdisponering, SRO","PE",10,0,null,null,{"$f":"IF(D419=\"\",IF(E419>0,\"Ny data\",IF(E419=\"\",\"\",0)),IF(D419=0,IF(E419=0,0,\"Ny data\"),(E419-D419)/D419))","v":0},{"$f":"IF(E419=\"\",IF(F419>0,\"Ny data\",IF(F419=\"\",\"\",0)),IF(E419=0,IF(F419=0,0,\"Ny data\"),(F419-E419)/E419))","v":""}]
["Gasdisponering - elproduktionsanlæg, Konstruktioner","PE",60,0,null,null,{"$f":"IF(D420=\"\",IF(E420>0,\"Ny data\",IF(E420=\"\",\"\",0)),IF(D420=0,IF(E420=0,0,\"Ny data\"),(E420-D420)/D420))","v":0},{"$f":"IF(E420=\"\",IF(F420>0,\"Ny data\",IF(F420=\"\",\"\",0)),IF(E420=0,IF(F420=0,0,\"Ny data\"),(F420-E420)/E420))","v":""}]
["Gasdisponering - elproduktionsanlæg, Mek/EL","PE",20,0,null,null,{"$f":"IF(D421=\"\",IF(E421>0,\"Ny data\",IF(E421=\"\",\"\",0)),IF(D421=0,IF(E421=0,0,\"Ny data\"),(E421-D421)/D421))","v":0},{"$f":"IF(E421=\"\",IF(F421>0,\"Ny data\",IF(F421=\"\",\"\",0)),IF(E421=0,IF(F421=0,0,\"Ny data\"),(F421-E421)/E421))","v":""}]
["Gasdisponering - elproduktionsanlæg, SRO","PE",10,0,null,null,{"$f":"IF(D422=\"\",IF(E422>0,\"Ny data\",IF(E422=\"\",\"\",0)),IF(D422=0,IF(E422=0,0,\"Ny data\"),(E422-D422)/D422))","v":0},{"$f":"IF(E422=\"\",IF(F422>0,\"Ny data\",IF(F422=\"\",\"\",0)),IF(E422=0,IF(F422=0,0,\"Ny data\"),(F422-E422)/E422))","v":""}]
["Gasrensning - Aktivt kulfilter","m3/t",15,0,null,null,{"$f":"IF(D423=\"\",IF(E423>0,\"Ny data\",IF(E423=\"\",\"\",0)),IF(D423=0,IF(E423=0,0,\"Ny data\"),(E423-D423)/D423))","v":0},{"$f":"IF(E423=\"\",IF(F423>0,\"Ny data\",IF(F423=\"\",\"\",0)),IF(E423=0,IF(F423=0,0,\"Ny data\"),(F423-E423)/E423))","v":""}]
["Gasrensning - Biologisk skrubber","m3/t",15,0,null,null,{"$f":"IF(D424=\"\",IF(E424>0,\"Ny data\",IF(E424=\"\",\"\",0)),IF(D424=0,IF(E424=0,0,\"Ny data\"),(E424-D424)/D424))","v":0},{"$f":"IF(E424=\"\",IF(F424>0,\"Ny data\",IF(F424=\"\",\"\",0)),IF(E424=0,IF(F424=0,0,\"Ny data\"),(F424-E424)/E424))","v":""}]
["Opgraderingsanlæg - Membran","m3/t",15,0,null,null,{"$f":"IF(D425=\"\",IF(E425>0,\"Ny data\",IF(E425=\"\",\"\",0)),IF(D425=0,IF(E425=0,0,\"Ny data\"),(E425-D425)/D425))","v":0},{"$f":"IF(E425=\"\",IF(F425>0,\"Ny data\",IF(F425=\"\",\"\",0)),IF(E425=0,IF(F425=0,0,\"Ny data\"),(F425-E425)/E425))","v":""}]
["Varmeproduktionsanlæg","m3/t",15,0,null,null,{"$f":"IF(D426=\"\",IF(E426>0,\"Ny data\",IF(E426=\"\",\"\",0)),IF(D426=0,IF(E426=0,0,\"Ny data\"),(E426-D426)/D426))","v":0},{"$f":"IF(E426=\"\",IF(F426>0,\"Ny data\",IF(F426=\"\",\"\",0)),IF(E426=0,IF(F426=0,0,\"Ny data\"),(F426-E426)/E426))","v":""}]
["Slutafvanding, slam - lavteknologisk (slambede), Konstruktioner","PE",60,0,null,null,{"$f":"IF(D427=\"\",IF(E427>0,\"Ny data\",IF(E427=\"\",\"\",0)),IF(D427=0,IF(E427=0,0,\"Ny data\"),(E427-D427)/D427))","v":0},{"$f":"IF(E427=\"\",IF(F427>0,\"Ny data\",IF(F427=\"\",\"\",0)),IF(E427=0,IF(F427=0,0,\"Ny data\"),(F427-E427)/E427))","v":""}]
["Slutafvanding, slam - lavteknologisk (slambede), Mek/EL","PE",20,0,null,null,{"$f":"IF(D428=\"\",IF(E428>0,\"Ny data\",IF(E428=\"\",\"\",0)),IF(D428=0,IF(E428=0,0,\"Ny data\"),(E428-D428)/D428))","v":0},{"$f":"IF(E428=\"\",IF(F428>0,\"Ny data\",IF(F428=\"\",\"\",0)),IF(E428=0,IF(F428=0,0,\"Ny data\"),(F428-E428)/E428))","v":""}]
["Slutafvanding, slam - lavteknologisk (slambede), SRO","PE",10,0,null,null,{"$f":"IF(D429=\"\",IF(E429>0,\"Ny data\",IF(E429=\"\",\"\",0)),IF(D429=0,IF(E429=0,0,\"Ny data\"),(E429-D429)/D429))","v":0},{"$f":"IF(E429=\"\",IF(F429>0,\"Ny data\",IF(F429=\"\",\"\",0)),IF(E429=0,IF(F429=0,0,\"Ny data\"),(F429-E429)/E429))","v":""}]
["Slutafvanding, slam - højteknologisk (centrifuger), Konstruktioner","PE",60,0,null,null,{"$f":"IF(D430=\"\",IF(E430>0,\"Ny data\",IF(E430=\"\",\"\",0)),IF(D430=0,IF(E430=0,0,\"Ny data\"),(E430-D430)/D430))","v":0},{"$f":"IF(E430=\"\",IF(F430>0,\"Ny data\",IF(F430=\"\",\"\",0)),IF(E430=0,IF(F430=0,0,\"Ny data\"),(F430-E430)/E430))","v":""}]
["Slutafvanding, slam - højteknologisk (centrifuger), Mek/El","PE",20,0,null,null,{"$f":"IF(D431=\"\",IF(E431>0,\"Ny data\",IF(E431=\"\",\"\",0)),IF(D431=0,IF(E431=0,0,\"Ny data\"),(E431-D431)/D431))","v":0},{"$f":"IF(E431=\"\",IF(F431>0,\"Ny data\",IF(F431=\"\",\"\",0)),IF(E431=0,IF(F431=0,0,\"Ny data\"),(F431-E431)/E431))","v":""}]
["Slutafvanding, slam - højteknologisk (centrifuger), SRO","PE",10,0,null,null,{"$f":"IF(D432=\"\",IF(E432>0,\"Ny data\",IF(E432=\"\",\"\",0)),IF(D432=0,IF(E432=0,0,\"Ny data\"),(E432-D432)/D432))","v":0},{"$f":"IF(E432=\"\",IF(F432>0,\"Ny data\",IF(F432=\"\",\"\",0)),IF(E432=0,IF(F432=0,0,\"Ny data\"),(F432-E432)/E432))","v":""}]
["Renseanlæg >= 5.000 PE, Slamdisponering",null,null,null,null,null,{"$f":"IF(D433=\"\",IF(E433>0,\"Ny data\",IF(E433=\"\",\"\",0)),IF(D433=0,IF(E433=0,0,\"Ny data\"),(E433-D433)/D433))","v":""},{"$f":"IF(E433=\"\",IF(F433>0,\"Ny data\",IF(F433=\"\",\"\",0)),IF(E433=0,IF(F433=0,0,\"Ny data\"),(F433-E433)/E433))","v":""}]
["Slutdisponering, slam - lavteknologisk (slammineralisering), Konstruktioner","PE",60,0,null,null,{"$f":"IF(D434=\"\",IF(E434>0,\"Ny data\",IF(E434=\"\",\"\",0)),IF(D434=0,IF(E434=0,0,\"Ny data\"),(E434-D434)/D434))","v":0},{"$f":"IF(E434=\"\",IF(F434>0,\"Ny data\",IF(F434=\"\",\"\",0)),IF(E434=0,IF(F434=0,0,\"Ny data\"),(F434-E434)/E434))","v":""}]
["Slutdisponering, slam - lavteknologisk (slammineralisering), Mek/EL","PE",20,0,null,null,{"$f":"IF(D435=\"\",IF(E435>0,\"Ny data\",IF(E435=\"\",\"\",0)),IF(D435=0,IF(E435=0,0,\"Ny data\"),(E435-D435)/D435))","v":0},{"$f":"IF(E435=\"\",IF(F435>0,\"Ny data\",IF(F435=\"\",\"\",0)),IF(E435=0,IF(F435=0,0,\"Ny data\"),(F435-E435)/E435))","v":""}]
["Slutdisponering, slam - lavteknologisk (slammineralisering), SRO","PE",10,0,null,null,{"$f":"IF(D436=\"\",IF(E436>0,\"Ny data\",IF(E436=\"\",\"\",0)),IF(D436=0,IF(E436=0,0,\"Ny data\"),(E436-D436)/D436))","v":0},{"$f":"IF(E436=\"\",IF(F436>0,\"Ny data\",IF(F436=\"\",\"\",0)),IF(E436=0,IF(F436=0,0,\"Ny data\"),(F436-E436)/E436))","v":""}]
["Slutdisponering, slam - højteknologisk (slamtørring), Konstruktioner","PE",60,0,null,null,{"$f":"IF(D437=\"\",IF(E437>0,\"Ny data\",IF(E437=\"\",\"\",0)),IF(D437=0,IF(E437=0,0,\"Ny data\"),(E437-D437)/D437))","v":0},{"$f":"IF(E437=\"\",IF(F437>0,\"Ny data\",IF(F437=\"\",\"\",0)),IF(E437=0,IF(F437=0,0,\"Ny data\"),(F437-E437)/E437))","v":""}]
["Slutdisponering, slam - højteknologisk (slamtørring), Mek/EL","PE",20,0,null,null,{"$f":"IF(D438=\"\",IF(E438>0,\"Ny data\",IF(E438=\"\",\"\",0)),IF(D438=0,IF(E438=0,0,\"Ny data\"),(E438-D438)/D438))","v":0},{"$f":"IF(E438=\"\",IF(F438>0,\"Ny data\",IF(F438=\"\",\"\",0)),IF(E438=0,IF(F438=0,0,\"Ny data\"),(F438-E438)/E438))","v":""}]
["Slutdisponering, slam - højteknologisk (slamtørring), SRO","PE",10,0,null,null,{"$f":"IF(D439=\"\",IF(E439>0,\"Ny data\",IF(E439=\"\",\"\",0)),IF(D439=0,IF(E439=0,0,\"Ny data\"),(E439-D439)/D439))","v":0},{"$f":"IF(E439=\"\",IF(F439>0,\"Ny data\",IF(F439=\"\",\"\",0)),IF(E439=0,IF(F439=0,0,\"Ny data\"),(F439-E439)/E439))","v":""}]
["Slutdisponering, slam - højteknologisk (slamtørring og -forbrænding), Konstruktioner","PE",60,0,null,null,{"$f":"IF(D440=\"\",IF(E440>0,\"Ny data\",IF(E440=\"\",\"\",0)),IF(D440=0,IF(E440=0,0,\"Ny data\"),(E440-D440)/D440))","v":0},{"$f":"IF(E440=\"\",IF(F440>0,\"Ny data\",IF(F440=\"\",\"\",0)),IF(E440=0,IF(F440=0,0,\"Ny data\"),(F440-E440)/E440))","v":""}]
["Slutdisponering, slam - højteknologisk (slamtørring og -forbrænding), Mek/EL","PE",20,0,null,null,{"$f":"IF(D441=\"\",IF(E441>0,\"Ny data\",IF(E441=\"\",\"\",0)),IF(D441=0,IF(E441=0,0,\"Ny data\"),(E441-D441)/D441))","v":0},{"$f":"IF(E441=\"\",IF(F441>0,\"Ny data\",IF(F441=\"\",\"\",0)),IF(E441=0,IF(F441=0,0,\"Ny data\"),(F441-E441)/E441))","v":""}]
["Slutdisponering, slam - højteknologisk (slamtørring og -forbrænding), SRO","PE",10,0,null,null,{"$f":"IF(D442=\"\",IF(E442>0,\"Ny data\",IF(E442=\"\",\"\",0)),IF(D442=0,IF(E442=0,0,\"Ny data\"),(E442-D442)/D442))","v":0},{"$f":"IF(E442=\"\",IF(F442>0,\"Ny data\",IF(F442=\"\",\"\",0)),IF(E442=0,IF(F442=0,0,\"Ny data\"),(F442-E442)/E442))","v":""}]
["Renseanlæg 9",null,null,null,null,null,{"$f":"IF(D443=\"\",IF(E443>0,\"Ny data\",IF(E443=\"\",\"\",0)),IF(D443=0,IF(E443=0,0,\"Ny data\"),(E443-D443)/D443))","v":""},{"$f":"IF(E443=\"\",IF(F443>0,\"Ny data\",IF(F443=\"\",\"\",0)),IF(E443=0,IF(F443=0,0,\"Ny data\"),(F443-E443)/E443))","v":""}]
["Mindre renseanlæg",null,null,null,null,null,{"$f":"IF(D444=\"\",IF(E444>0,\"Ny data\",IF(E444=\"\",\"\",0)),IF(D444=0,IF(E444=0,0,\"Ny data\"),(E444-D444)/D444))","v":""},{"$f":"IF(E444=\"\",IF(F444>0,\"Ny data\",IF(F444=\"\",\"\",0)),IF(E444=0,IF(F444=0,0,\"Ny data\"),(F444-E444)/E444))","v":""}]
["Mindre renseanlæg < 5.000 PE","PE",40,0,null,null,{"$f":"IF(D445=\"\",IF(E445>0,\"Ny data\",IF(E445=\"\",\"\",0)),IF(D445=0,IF(E445=0,0,\"Ny data\"),(E445-D445)/D445))","v":0},{"$f":"IF(E445=\"\",IF(F445>0,\"Ny data\",IF(F445=\"\",\"\",0)),IF(E445=0,IF(F445=0,0,\"Ny data\"),(F445-E445)/E445))","v":""}]
["Renseanlæg >= 5.000 PE, Vandbehandling",null,null,null,null,null,{"$f":"IF(D446=\"\",IF(E446>0,\"Ny data\",IF(E446=\"\",\"\",0)),IF(D446=0,IF(E446=0,0,\"Ny data\"),(E446-D446)/D446))","v":""},{"$f":"IF(E446=\"\",IF(F446>0,\"Ny data\",IF(F446=\"\",\"\",0)),IF(E446=0,IF(F446=0,0,\"Ny data\"),(F446-E446)/E446))","v":""}]
["Indløb med riste, Konstruktioner","PE",60,0,null,null,{"$f":"IF(D447=\"\",IF(E447>0,\"Ny data\",IF(E447=\"\",\"\",0)),IF(D447=0,IF(E447=0,0,\"Ny data\"),(E447-D447)/D447))","v":0},{"$f":"IF(E447=\"\",IF(F447>0,\"Ny data\",IF(F447=\"\",\"\",0)),IF(E447=0,IF(F447=0,0,\"Ny data\"),(F447-E447)/E447))","v":""}]
["Indløb med riste, Mek/EL","PE",20,0,null,null,{"$f":"IF(D448=\"\",IF(E448>0,\"Ny data\",IF(E448=\"\",\"\",0)),IF(D448=0,IF(E448=0,0,\"Ny data\"),(E448-D448)/D448))","v":0},{"$f":"IF(E448=\"\",IF(F448>0,\"Ny data\",IF(F448=\"\",\"\",0)),IF(E448=0,IF(F448=0,0,\"Ny data\"),(F448-E448)/E448))","v":""}]
["Indløb med riste, SRO","PE",10,0,null,null,{"$f":"IF(D449=\"\",IF(E449>0,\"Ny data\",IF(E449=\"\",\"\",0)),IF(D449=0,IF(E449=0,0,\"Ny data\"),(E449-D449)/D449))","v":0},{"$f":"IF(E449=\"\",IF(F449>0,\"Ny data\",IF(F449=\"\",\"\",0)),IF(E449=0,IF(F449=0,0,\"Ny data\"),(F449-E449)/E449))","v":""}]
["Sand- og fedtfang, Kontruktioner","PE",60,0,null,null,{"$f":"IF(D450=\"\",IF(E450>0,\"Ny data\",IF(E450=\"\",\"\",0)),IF(D450=0,IF(E450=0,0,\"Ny data\"),(E450-D450)/D450))","v":0},{"$f":"IF(E450=\"\",IF(F450>0,\"Ny data\",IF(F450=\"\",\"\",0)),IF(E450=0,IF(F450=0,0,\"Ny data\"),(F450-E450)/E450))","v":""}]
["Sand- og fedtfang, Mek/EL","PE",20,0,null,null,{"$f":"IF(D451=\"\",IF(E451>0,\"Ny data\",IF(E451=\"\",\"\",0)),IF(D451=0,IF(E451=0,0,\"Ny data\"),(E451-D451)/D451))","v":0},{"$f":"IF(E451=\"\",IF(F451>0,\"Ny data\",IF(F451=\"\",\"\",0)),IF(E451=0,IF(F451=0,0,\"Ny data\"),(F451-E451)/E451))","v":""}]
["Sand- og fedtfang, SRO","PE",10,0,null,null,{"$f":"IF(D452=\"\",IF(E452>0,\"Ny data\",IF(E452=\"\",\"\",0)),IF(D452=0,IF(E452=0,0,\"Ny data\"),(E452-D452)/D452))","v":0},{"$f":"IF(E452=\"\",IF(F452>0,\"Ny data\",IF(F452=\"\",\"\",0)),IF(E452=0,IF(F452=0,0,\"Ny data\"),(F452-E452)/E452))","v":""}]
["Forklaring, Konstruktioner","PE",60,0,null,null,{"$f":"IF(D453=\"\",IF(E453>0,\"Ny data\",IF(E453=\"\",\"\",0)),IF(D453=0,IF(E453=0,0,\"Ny data\"),(E453-D453)/D453))","v":0},{"$f":"IF(E453=\"\",IF(F453>0,\"Ny data\",IF(F453=\"\",\"\",0)),IF(E453=0,IF(F453=0,0,\"Ny data\"),(F453-E453)/E453))","v":""}]
["Forklaring, Mek/EL","PE",20,0,null,null,{"$f":"IF(D454=\"\",IF(E454>0,\"Ny data\",IF(E454=\"\",\"\",0)),IF(D454=0,IF(E454=0,0,\"Ny data\"),(E454-D454)/D454))","v":0},{"$f":"IF(E454=\"\",IF(F454>0,\"Ny data\",IF(F454=\"\",\"\",0)),IF(E454=0,IF(F454=0,0,\"Ny data\"),(F454-E454)/E454))","v":""}]
["Forklaring, SRO","PE",10,0,null,null,{"$f":"IF(D455=\"\",IF(E455>0,\"Ny data\",IF(E455=\"\",\"\",0)),IF(D455=0,IF(E455=0,0,\"Ny data\"),(E455-D455)/D455))","v":0},{"$f":"IF(E455=\"\",IF(F455>0,\"Ny data\",IF(F455=\"\",\"\",0)),IF(E455=0,IF(F455=0,0,\"Ny data\"),(F455-E455)/E455))","v":""}]
["Beluftningstanke, Konstruktioner","PE",60,0,null,null,{"$f":"IF(D456=\"\",IF(E456>0,\"Ny data\",IF(E456=\"\",\"\",0)),IF(D456=0,IF(E456=0,0,\"Ny data\"),(E456-D456)/D456))","v":0},{"$f":"IF(E456=\"\",IF(F456>0,\"Ny data\",IF(F456=\"\",\"\",0)),IF(E456=0,IF(F456=0,0,\"Ny data\"),(F456-E456)/E456))","v":""}]
["Beluftningstanke, Mek/EL","PE",20,0,null,null,{"$f":"IF(D457=\"\",IF(E457>0,\"Ny data\",IF(E457=\"\",\"\",0)),IF(D457=0,IF(E457=0,0,\"Ny data\"),(E457-D457)/D457))","v":0},{"$f":"IF(E457=\"\",IF(F457>0,\"Ny data\",IF(F457=\"\",\"\",0)),IF(E457=0,IF(F457=0,0,\"Ny data\"),(F457-E457)/E457))","v":""}]
["Beluftningstanke, SRO","PE",10,0,null,null,{"$f":"IF(D458=\"\",IF(E458>0,\"Ny data\",IF(E458=\"\",\"\",0)),IF(D458=0,IF(E458=0,0,\"Ny data\"),(E458-D458)/D458))","v":0},{"$f":"IF(E458=\"\",IF(F458>0,\"Ny data\",IF(F458=\"\",\"\",0)),IF(E458=0,IF(F458=0,0,\"Ny data\"),(F458-E458)/E458))","v":""}]
["Efterklaringstanke, Konstruktioner","PE",60,0,null,null,{"$f":"IF(D459=\"\",IF(E459>0,\"Ny data\",IF(E459=\"\",\"\",0)),IF(D459=0,IF(E459=0,0,\"Ny data\"),(E459-D459)/D459))","v":0},{"$f":"IF(E459=\"\",IF(F459>0,\"Ny data\",IF(F459=\"\",\"\",0)),IF(E459=0,IF(F459=0,0,\"Ny data\"),(F459-E459)/E459))","v":""}]
["Efterklaringstanke, Mek/El","PE",20,0,null,null,{"$f":"IF(D460=\"\",IF(E460>0,\"Ny data\",IF(E460=\"\",\"\",0)),IF(D460=0,IF(E460=0,0,\"Ny data\"),(E460-D460)/D460))","v":0},{"$f":"IF(E460=\"\",IF(F460>0,\"Ny data\",IF(F460=\"\",\"\",0)),IF(E460=0,IF(F460=0,0,\"Ny data\"),(F460-E460)/E460))","v":""}]
["Efterklaringstanke, SRO","PE",10,0,null,null,{"$f":"IF(D461=\"\",IF(E461>0,\"Ny data\",IF(E461=\"\",\"\",0)),IF(D461=0,IF(E461=0,0,\"Ny data\"),(E461-D461)/D461))","v":0},{"$f":"IF(E461=\"\",IF(F461>0,\"Ny data\",IF(F461=\"\",\"\",0)),IF(E461=0,IF(F461=0,0,\"Ny data\"),(F461-E461)/E461))","v":""}]
["Efterbehandlingsanlæg (sandfilter), Konstruktioner","PE",60,0,null,null,{"$f":"IF(D462=\"\",IF(E462>0,\"Ny data\",IF(E462=\"\",\"\",0)),IF(D462=0,IF(E462=0,0,\"Ny data\"),(E462-D462)/D462))","v":0},{"$f":"IF(E462=\"\",IF(F462>0,\"Ny data\",IF(F462=\"\",\"\",0)),IF(E462=0,IF(F462=0,0,\"Ny data\"),(F462-E462)/E462))","v":""}]
["Efterbehandlingsanlæg (sandfilter), Mek/EL","PE",20,0,null,null,{"$f":"IF(D463=\"\",IF(E463>0,\"Ny data\",IF(E463=\"\",\"\",0)),IF(D463=0,IF(E463=0,0,\"Ny data\"),(E463-D463)/D463))","v":0},{"$f":"IF(E463=\"\",IF(F463>0,\"Ny data\",IF(F463=\"\",\"\",0)),IF(E463=0,IF(F463=0,0,\"Ny data\"),(F463-E463)/E463))","v":""}]
["Efterbehandlingsanlæg (sandfilter), SRO","PE",10,0,null,null,{"$f":"IF(D464=\"\",IF(E464>0,\"Ny data\",IF(E464=\"\",\"\",0)),IF(D464=0,IF(E464=0,0,\"Ny data\"),(E464-D464)/D464))","v":0},{"$f":"IF(E464=\"\",IF(F464>0,\"Ny data\",IF(F464=\"\",\"\",0)),IF(E464=0,IF(F464=0,0,\"Ny data\"),(F464-E464)/E464))","v":""}]
["Renseanlæg >= 5.000 PE, Slambehandling",null,null,null,null,null,{"$f":"IF(D465=\"\",IF(E465>0,\"Ny data\",IF(E465=\"\",\"\",0)),IF(D465=0,IF(E465=0,0,\"Ny data\"),(E465-D465)/D465))","v":""},{"$f":"IF(E465=\"\",IF(F465>0,\"Ny data\",IF(F465=\"\",\"\",0)),IF(E465=0,IF(F465=0,0,\"Ny data\"),(F465-E465)/E465))","v":""}]
["Forafvanding, slam, Konstruktion","PE",60,0,null,null,{"$f":"IF(D466=\"\",IF(E466>0,\"Ny data\",IF(E466=\"\",\"\",0)),IF(D466=0,IF(E466=0,0,\"Ny data\"),(E466-D466)/D466))","v":0},{"$f":"IF(E466=\"\",IF(F466>0,\"Ny data\",IF(F466=\"\",\"\",0)),IF(E466=0,IF(F466=0,0,\"Ny data\"),(F466-E466)/E466))","v":""}]
["Forafvanding, slam, Mek/EL","PE",20,0,null,null,{"$f":"IF(D467=\"\",IF(E467>0,\"Ny data\",IF(E467=\"\",\"\",0)),IF(D467=0,IF(E467=0,0,\"Ny data\"),(E467-D467)/D467))","v":0},{"$f":"IF(E467=\"\",IF(F467>0,\"Ny data\",IF(F467=\"\",\"\",0)),IF(E467=0,IF(F467=0,0,\"Ny data\"),(F467-E467)/E467))","v":""}]
["Forafvanding, slam, SRO","PE",10,0,null,null,{"$f":"IF(D468=\"\",IF(E468>0,\"Ny data\",IF(E468=\"\",\"\",0)),IF(D468=0,IF(E468=0,0,\"Ny data\"),(E468-D468)/D468))","v":0},{"$f":"IF(E468=\"\",IF(F468>0,\"Ny data\",IF(F468=\"\",\"\",0)),IF(E468=0,IF(F468=0,0,\"Ny data\"),(F468-E468)/E468))","v":""}]
["Rådnetanke, slam, Konstruktioner","PE",60,0,null,null,{"$f":"IF(D469=\"\",IF(E469>0,\"Ny data\",IF(E469=\"\",\"\",0)),IF(D469=0,IF(E469=0,0,\"Ny data\"),(E469-D469)/D469))","v":0},{"$f":"IF(E469=\"\",IF(F469>0,\"Ny data\",IF(F469=\"\",\"\",0)),IF(E469=0,IF(F469=0,0,\"Ny data\"),(F469-E469)/E469))","v":""}]
["Rådnetanke, slam, Mek/EL","PE",20,0,null,null,{"$f":"IF(D470=\"\",IF(E470>0,\"Ny data\",IF(E470=\"\",\"\",0)),IF(D470=0,IF(E470=0,0,\"Ny data\"),(E470-D470)/D470))","v":0},{"$f":"IF(E470=\"\",IF(F470>0,\"Ny data\",IF(F470=\"\",\"\",0)),IF(E470=0,IF(F470=0,0,\"Ny data\"),(F470-E470)/E470))","v":""}]
["Rådnetanke, slam, SRO","PE",10,0,null,null,{"$f":"IF(D471=\"\",IF(E471>0,\"Ny data\",IF(E471=\"\",\"\",0)),IF(D471=0,IF(E471=0,0,\"Ny data\"),(E471-D471)/D471))","v":0},{"$f":"IF(E471=\"\",IF(F471>0,\"Ny data\",IF(F471=\"\",\"\",0)),IF(E471=0,IF(F471=0,0,\"Ny data\"),(F471-E471)/E471))","v":""}]
["Gasdisponering, Konstruktioner","PE",60,0,null,null,{"$f":"IF(D472=\"\",IF(E472>0,\"Ny data\",IF(E472=\"\",\"\",0)),IF(D472=0,IF(E472=0,0,\"Ny data\"),(E472-D472)/D472))","v":0},{"$f":"IF(E472=\"\",IF(F472>0,\"Ny data\",IF(F472=\"\",\"\",0)),IF(E472=0,IF(F472=0,0,\"Ny data\"),(F472-E472)/E472))","v":""}]
["Gasdisponering, Mek/EL","PE",20,0,null,null,{"$f":"IF(D473=\"\",IF(E473>0,\"Ny data\",IF(E473=\"\",\"\",0)),IF(D473=0,IF(E473=0,0,\"Ny data\"),(E473-D473)/D473))","v":0},{"$f":"IF(E473=\"\",IF(F473>0,\"Ny data\",IF(F473=\"\",\"\",0)),IF(E473=0,IF(F473=0,0,\"Ny data\"),(F473-E473)/E473))","v":""}]
["Gasdisponering, SRO","PE",10,0,null,null,{"$f":"IF(D474=\"\",IF(E474>0,\"Ny data\",IF(E474=\"\",\"\",0)),IF(D474=0,IF(E474=0,0,\"Ny data\"),(E474-D474)/D474))","v":0},{"$f":"IF(E474=\"\",IF(F474>0,\"Ny data\",IF(F474=\"\",\"\",0)),IF(E474=0,IF(F474=0,0,\"Ny data\"),(F474-E474)/E474))","v":""}]
["Gasdisponering - elproduktionsanlæg, Konstruktioner","PE",60,0,null,null,{"$f":"IF(D475=\"\",IF(E475>0,\"Ny data\",IF(E475=\"\",\"\",0)),IF(D475=0,IF(E475=0,0,\"Ny data\"),(E475-D475)/D475))","v":0},{"$f":"IF(E475=\"\",IF(F475>0,\"Ny data\",IF(F475=\"\",\"\",0)),IF(E475=0,IF(F475=0,0,\"Ny data\"),(F475-E475)/E475))","v":""}]
["Gasdisponering - elproduktionsanlæg, Mek/EL","PE",20,0,null,null,{"$f":"IF(D476=\"\",IF(E476>0,\"Ny data\",IF(E476=\"\",\"\",0)),IF(D476=0,IF(E476=0,0,\"Ny data\"),(E476-D476)/D476))","v":0},{"$f":"IF(E476=\"\",IF(F476>0,\"Ny data\",IF(F476=\"\",\"\",0)),IF(E476=0,IF(F476=0,0,\"Ny data\"),(F476-E476)/E476))","v":""}]
["Gasdisponering - elproduktionsanlæg, SRO","PE",10,0,null,null,{"$f":"IF(D477=\"\",IF(E477>0,\"Ny data\",IF(E477=\"\",\"\",0)),IF(D477=0,IF(E477=0,0,\"Ny data\"),(E477-D477)/D477))","v":0},{"$f":"IF(E477=\"\",IF(F477>0,\"Ny data\",IF(F477=\"\",\"\",0)),IF(E477=0,IF(F477=0,0,\"Ny data\"),(F477-E477)/E477))","v":""}]
["Gasrensning - Aktivt kulfilter","m3/t",15,0,null,null,{"$f":"IF(D478=\"\",IF(E478>0,\"Ny data\",IF(E478=\"\",\"\",0)),IF(D478=0,IF(E478=0,0,\"Ny data\"),(E478-D478)/D478))","v":0},{"$f":"IF(E478=\"\",IF(F478>0,\"Ny data\",IF(F478=\"\",\"\",0)),IF(E478=0,IF(F478=0,0,\"Ny data\"),(F478-E478)/E478))","v":""}]
["Gasrensning - Biologisk skrubber","m3/t",15,0,null,null,{"$f":"IF(D479=\"\",IF(E479>0,\"Ny data\",IF(E479=\"\",\"\",0)),IF(D479=0,IF(E479=0,0,\"Ny data\"),(E479-D479)/D479))","v":0},{"$f":"IF(E479=\"\",IF(F479>0,\"Ny data\",IF(F479=\"\",\"\",0)),IF(E479=0,IF(F479=0,0,\"Ny data\"),(F479-E479)/E479))","v":""}]
["Opgraderingsanlæg - Membran","m3/t",15,0,null,null,{"$f":"IF(D480=\"\",IF(E480>0,\"Ny data\",IF(E480=\"\",\"\",0)),IF(D480=0,IF(E480=0,0,\"Ny data\"),(E480-D480)/D480))","v":0},{"$f":"IF(E480=\"\",IF(F480>0,\"Ny data\",IF(F480=\"\",\"\",0)),IF(E480=0,IF(F480=0,0,\"Ny data\"),(F480-E480)/E480))","v":""}]
["Varmeproduktionsanlæg","m3/t",15,0,null,null,{"$f":"IF(D481=\"\",IF(E481>0,\"Ny data\",IF(E481=\"\",\"\",0)),IF(D481=0,IF(E481=0,0,\"Ny data\"),(E481-D481)/D481))","v":0},{"$f":"IF(E481=\"\",IF(F481>0,\"Ny data\",IF(F481=\"\",\"\",0)),IF(E481=0,IF(F481=0,0,\"Ny data\"),(F481-E481)/E481))","v":""}]
["Slutafvanding, slam - lavteknologisk (slambede), Konstruktioner","PE",60,0,null,null,{"$f":"IF(D482=\"\",IF(E482>0,\"Ny data\",IF(E482=\"\",\"\",0)),IF(D482=0,IF(E482=0,0,\"Ny data\"),(E482-D482)/D482))","v":0},{"$f":"IF(E482=\"\",IF(F482>0,\"Ny data\",IF(F482=\"\",\"\",0)),IF(E482=0,IF(F482=0,0,\"Ny data\"),(F482-E482)/E482))","v":""}]
["Slutafvanding, slam - lavteknologisk (slambede), Mek/EL","PE",20,0,null,null,{"$f":"IF(D483=\"\",IF(E483>0,\"Ny data\",IF(E483=\"\",\"\",0)),IF(D483=0,IF(E483=0,0,\"Ny data\"),(E483-D483)/D483))","v":0},{"$f":"IF(E483=\"\",IF(F483>0,\"Ny data\",IF(F483=\"\",\"\",0)),IF(E483=0,IF(F483=0,0,\"Ny data\"),(F483-E483)/E483))","v":""}]
["Slutafvanding, slam - lavteknologisk (slambede), SRO","PE",10,0,null,null,{"$f":"IF(D484=\"\",IF(E484>0,\"Ny data\",IF(E484=\"\",\"\",0)),IF(D484=0,IF(E484=0,0,\"Ny data\"),(E484-D484)/D484))","v":0},{"$f":"IF(E484=\"\",IF(F484>0,\"Ny data\",IF(F484=\"\",\"\",0)),IF(E484=0,IF(F484=0,0,\"Ny data\"),(F484-E484)/E484))","v":""}]
["Slutafvanding, slam - højteknologisk (centrifuger), Konstruktioner","PE",60,0,null,null,{"$f":"IF(D485=\"\",IF(E485>0,\"Ny data\",IF(E485=\"\",\"\",0)),IF(D485=0,IF(E485=0,0,\"Ny data\"),(E485-D485)/D485))","v":0},{"$f":"IF(E485=\"\",IF(F485>0,\"Ny data\",IF(F485=\"\",\"\",0)),IF(E485=0,IF(F485=0,0,\"Ny data\"),(F485-E485)/E485))","v":""}]
["Slutafvanding, slam - højteknologisk (centrifuger), Mek/El","PE",20,0,null,null,{"$f":"IF(D486=\"\",IF(E486>0,\"Ny data\",IF(E486=\"\",\"\",0)),IF(D486=0,IF(E486=0,0,\"Ny data\"),(E486-D486)/D486))","v":0},{"$f":"IF(E486=\"\",IF(F486>0,\"Ny data\",IF(F486=\"\",\"\",0)),IF(E486=0,IF(F486=0,0,\"Ny data\"),(F486-E486)/E486))","v":""}]
["Slutafvanding, slam - højteknologisk (centrifuger), SRO","PE",10,0,null,null,{"$f":"IF(D487=\"\",IF(E487>0,\"Ny data\",IF(E487=\"\",\"\",0)),IF(D487=0,IF(E487=0,0,\"Ny data\"),(E487-D487)/D487))","v":0},{"$f":"IF(E487=\"\",IF(F487>0,\"Ny data\",IF(F487=\"\",\"\",0)),IF(E487=0,IF(F487=0,0,\"Ny data\"),(F487-E487)/E487))","v":""}]
["Renseanlæg >= 5.000 PE, Slamdisponering",null,null,null,null,null,{"$f":"IF(D488=\"\",IF(E488>0,\"Ny data\",IF(E488=\"\",\"\",0)),IF(D488=0,IF(E488=0,0,\"Ny data\"),(E488-D488)/D488))","v":""},{"$f":"IF(E488=\"\",IF(F488>0,\"Ny data\",IF(F488=\"\",\"\",0)),IF(E488=0,IF(F488=0,0,\"Ny data\"),(F488-E488)/E488))","v":""}]
["Slutdisponering, slam - lavteknologisk (slammineralisering), Konstruktioner","PE",60,0,null,null,{"$f":"IF(D489=\"\",IF(E489>0,\"Ny data\",IF(E489=\"\",\"\",0)),IF(D489=0,IF(E489=0,0,\"Ny data\"),(E489-D489)/D489))","v":0},{"$f":"IF(E489=\"\",IF(F489>0,\"Ny data\",IF(F489=\"\",\"\",0)),IF(E489=0,IF(F489=0,0,\"Ny data\"),(F489-E489)/E489))","v":""}]
["Slutdisponering, slam - lavteknologisk (slammineralisering), Mek/EL","PE",20,0,null,null,{"$f":"IF(D490=\"\",IF(E490>0,\"Ny data\",IF(E490=\"\",\"\",0)),IF(D490=0,IF(E490=0,0,\"Ny data\"),(E490-D490)/D490))","v":0},{"$f":"IF(E490=\"\",IF(F490>0,\"Ny data\",IF(F490=\"\",\"\",0)),IF(E490=0,IF(F490=0,0,\"Ny data\"),(F490-E490)/E490))","v":""}]
["Slutdisponering, slam - lavteknologisk (slammineralisering), SRO","PE",10,0,null,null,{"$f":"IF(D491=\"\",IF(E491>0,\"Ny data\",IF(E491=\"\",\"\",0)),IF(D491=0,IF(E491=0,0,\"Ny data\"),(E491-D491)/D491))","v":0},{"$f":"IF(E491=\"\",IF(F491>0,\"Ny data\",IF(F491=\"\",\"\",0)),IF(E491=0,IF(F491=0,0,\"Ny data\"),(F491-E491)/E491))","v":""}]
["Slutdisponering, slam - højteknologisk (slamtørring), Konstruktioner","PE",60,0,null,null,{"$f":"IF(D492=\"\",IF(E492>0,\"Ny data\",IF(E492=\"\",\"\",0)),IF(D492=0,IF(E492=0,0,\"Ny data\"),(E492-D492)/D492))","v":0},{"$f":"IF(E492=\"\",IF(F492>0,\"Ny data\",IF(F492=\"\",\"\",0)),IF(E492=0,IF(F492=0,0,\"Ny data\"),(F492-E492)/E492))","v":""}]
["Slutdisponering, slam - højteknologisk (slamtørring), Mek/EL","PE",20,0,null,null,{"$f":"IF(D493=\"\",IF(E493>0,\"Ny data\",IF(E493=\"\",\"\",0)),IF(D493=0,IF(E493=0,0,\"Ny data\"),(E493-D493)/D493))","v":0},{"$f":"IF(E493=\"\",IF(F493>0,\"Ny data\",IF(F493=\"\",\"\",0)),IF(E493=0,IF(F493=0,0,\"Ny data\"),(F493-E493)/E493))","v":""}]
["Slutdisponering, slam - højteknologisk (slamtørring), SRO","PE",10,0,null,null,{"$f":"IF(D494=\"\",IF(E494>0,\"Ny data\",IF(E494=\"\",\"\",0)),IF(D494=0,IF(E494=0,0,\"Ny data\"),(E494-D494)/D494))","v":0},{"$f":"IF(E494=\"\",IF(F494>0,\"Ny data\",IF(F494=\"\",\"\",0)),IF(E494=0,IF(F494=0,0,\"Ny data\"),(F494-E494)/E494))","v":""}]
["Slutdisponering, slam - højteknologisk (slamtørring og -forbrænding), Konstruktioner","PE",60,0,null,null,{"$f":"IF(D495=\"\",IF(E495>0,\"Ny data\",IF(E495=\"\",\"\",0)),IF(D495=0,IF(E495=0,0,\"Ny data\"),(E495-D495)/D495))","v":0},{"$f":"IF(E495=\"\",IF(F495>0,\"Ny data\",IF(F495=\"\",\"\",0)),IF(E495=0,IF(F495=0,0,\"Ny data\"),(F495-E495)/E495))","v":""}]
["Slutdisponering, slam - højteknologisk (slamtørring og -forbrænding), Mek/EL","PE",20,0,null,null,{"$f":"IF(D496=\"\",IF(E496>0,\"Ny data\",IF(E496=\"\",\"\",0)),IF(D496=0,IF(E496=0,0,\"Ny data\"),(E496-D496)/D496))","v":0},{"$f":"IF(E496=\"\",IF(F496>0,\"Ny data\",IF(F496=\"\",\"\",0)),IF(E496=0,IF(F496=0,0,\"Ny data\"),(F496-E496)/E496))","v":""}]
["Slutdisponering, slam - højteknologisk (slamtørring og -forbrænding), SRO","PE",10,0,null,null,{"$f":"IF(D497=\"\",IF(E497>0,\"Ny data\",IF(E497=\"\",\"\",0)),IF(D497=0,IF(E497=0,0,\"Ny data\"),(E497-D497)/D497))","v":0},{"$f":"IF(E497=\"\",IF(F497>0,\"Ny data\",IF(F497=\"\",\"\",0)),IF(E497=0,IF(F497=0,0,\"Ny data\"),(F497-E497)/E497))","v":""}]
["Renseanlæg 10",null,null,null,null,null,{"$f":"IF(D498=\"\",IF(E498>0,\"Ny data\",IF(E498=\"\",\"\",0)),IF(D498=0,IF(E498=0,0,\"Ny data\"),(E498-D498)/D498))","v":""},{"$f":"IF(E498=\"\",IF(F498>0,\"Ny data\",IF(F498=\"\",\"\",0)),IF(E498=0,IF(F498=0,0,\"Ny data\"),(F498-E498)/E498))","v":""}]
["Mindre renseanlæg",null,null,null,null,null,{"$f":"IF(D499=\"\",IF(E499>0,\"Ny data\",IF(E499=\"\",\"\",0)),IF(D499=0,IF(E499=0,0,\"Ny data\"),(E499-D499)/D499))","v":""},{"$f":"IF(E499=\"\",IF(F499>0,\"Ny data\",IF(F499=\"\",\"\",0)),IF(E499=0,IF(F499=0,0,\"Ny data\"),(F499-E499)/E499))","v":""}]
["Mindre renseanlæg < 5.000 PE","PE",40,0,null,null,{"$f":"IF(D500=\"\",IF(E500>0,\"Ny data\",IF(E500=\"\",\"\",0)),IF(D500=0,IF(E500=0,0,\"Ny data\"),(E500-D500)/D500))","v":0},{"$f":"IF(E500=\"\",IF(F500>0,\"Ny data\",IF(F500=\"\",\"\",0)),IF(E500=0,IF(F500=0,0,\"Ny data\"),(F500-E500)/E500))","v":""}]
["Renseanlæg >= 5.000 PE, Vandbehandling",null,null,null,null,null,{"$f":"IF(D501=\"\",IF(E501>0,\"Ny data\",IF(E501=\"\",\"\",0)),IF(D501=0,IF(E501=0,0,\"Ny data\"),(E501-D501)/D501))","v":""},{"$f":"IF(E501=\"\",IF(F501>0,\"Ny data\",IF(F501=\"\",\"\",0)),IF(E501=0,IF(F501=0,0,\"Ny data\"),(F501-E501)/E501))","v":""}]
["Indløb med riste, Konstruktioner","PE",60,0,null,null,{"$f":"IF(D502=\"\",IF(E502>0,\"Ny data\",IF(E502=\"\",\"\",0)),IF(D502=0,IF(E502=0,0,\"Ny data\"),(E502-D502)/D502))","v":0},{"$f":"IF(E502=\"\",IF(F502>0,\"Ny data\",IF(F502=\"\",\"\",0)),IF(E502=0,IF(F502=0,0,\"Ny data\"),(F502-E502)/E502))","v":""}]
["Indløb med riste, Mek/EL","PE",20,0,null,null,{"$f":"IF(D503=\"\",IF(E503>0,\"Ny data\",IF(E503=\"\",\"\",0)),IF(D503=0,IF(E503=0,0,\"Ny data\"),(E503-D503)/D503))","v":0},{"$f":"IF(E503=\"\",IF(F503>0,\"Ny data\",IF(F503=\"\",\"\",0)),IF(E503=0,IF(F503=0,0,\"Ny data\"),(F503-E503)/E503))","v":""}]
["Indløb med riste, SRO","PE",10,0,null,null,{"$f":"IF(D504=\"\",IF(E504>0,\"Ny data\",IF(E504=\"\",\"\",0)),IF(D504=0,IF(E504=0,0,\"Ny data\"),(E504-D504)/D504))","v":0},{"$f":"IF(E504=\"\",IF(F504>0,\"Ny data\",IF(F504=\"\",\"\",0)),IF(E504=0,IF(F504=0,0,\"Ny data\"),(F504-E504)/E504))","v":""}]
["Sand- og fedtfang, Kontruktioner","PE",60,0,null,null,{"$f":"IF(D505=\"\",IF(E505>0,\"Ny data\",IF(E505=\"\",\"\",0)),IF(D505=0,IF(E505=0,0,\"Ny data\"),(E505-D505)/D505))","v":0},{"$f":"IF(E505=\"\",IF(F505>0,\"Ny data\",IF(F505=\"\",\"\",0)),IF(E505=0,IF(F505=0,0,\"Ny data\"),(F505-E505)/E505))","v":""}]
["Sand- og fedtfang, Mek/EL","PE",20,0,null,null,{"$f":"IF(D506=\"\",IF(E506>0,\"Ny data\",IF(E506=\"\",\"\",0)),IF(D506=0,IF(E506=0,0,\"Ny data\"),(E506-D506)/D506))","v":0},{"$f":"IF(E506=\"\",IF(F506>0,\"Ny data\",IF(F506=\"\",\"\",0)),IF(E506=0,IF(F506=0,0,\"Ny data\"),(F506-E506)/E506))","v":""}]
["Sand- og fedtfang, SRO","PE",10,0,null,null,{"$f":"IF(D507=\"\",IF(E507>0,\"Ny data\",IF(E507=\"\",\"\",0)),IF(D507=0,IF(E507=0,0,\"Ny data\"),(E507-D507)/D507))","v":0},{"$f":"IF(E507=\"\",IF(F507>0,\"Ny data\",IF(F507=\"\",\"\",0)),IF(E507=0,IF(F507=0,0,\"Ny data\"),(F507-E507)/E507))","v":""}]
["Forklaring, Konstruktioner","PE",60,0,null,null,{"$f":"IF(D508=\"\",IF(E508>0,\"Ny data\",IF(E508=\"\",\"\",0)),IF(D508=0,IF(E508=0,0,\"Ny data\"),(E508-D508)/D508))","v":0},{"$f":"IF(E508=\"\",IF(F508>0,\"Ny data\",IF(F508=\"\",\"\",0)),IF(E508=0,IF(F508=0,0,\"Ny data\"),(F508-E508)/E508))","v":""}]
["Forklaring, Mek/EL","PE",20,0,null,null,{"$f":"IF(D509=\"\",IF(E509>0,\"Ny data\",IF(E509=\"\",\"\",0)),IF(D509=0,IF(E509=0,0,\"Ny data\"),(E509-D509)/D509))","v":0},{"$f":"IF(E509=\"\",IF(F509>0,\"Ny data\",IF(F509=\"\",\"\",0)),IF(E509=0,IF(F509=0,0,\"Ny data\"),(F509-E509)/E509))","v":""}]
["Forklaring, SRO","PE",10,0,null,null,{"$f":"IF(D510=\"\",IF(E510>0,\"Ny data\",IF(E510=\"\",\"\",0)),IF(D510=0,IF(E510=0,0,\"Ny data\"),(E510-D510)/D510))","v":0},{"$f":"IF(E510=\"\",IF(F510>0,\"Ny data\",IF(F510=\"\",\"\",0)),IF(E510=0,IF(F510=0,0,\"Ny data\"),(F510-E510)/E510))","v":""}]
["Beluftningstanke, Konstruktioner","PE",60,0,null,null,{"$f":"IF(D511=\"\",IF(E511>0,\"Ny data\",IF(E511=\"\",\"\",0)),IF(D511=0,IF(E511=0,0,\"Ny data\"),(E511-D511)/D511))","v":0},{"$f":"IF(E511=\"\",IF(F511>0,\"Ny data\",IF(F511=\"\",\"\",0)),IF(E511=0,IF(F511=0,0,\"Ny data\"),(F511-E511)/E511))","v":""}]
["Beluftningstanke, Mek/EL","PE",20,0,null,null,{"$f":"IF(D512=\"\",IF(E512>0,\"Ny data\",IF(E512=\"\",\"\",0)),IF(D512=0,IF(E512=0,0,\"Ny data\"),(E512-D512)/D512))","v":0},{"$f":"IF(E512=\"\",IF(F512>0,\"Ny data\",IF(F512=\"\",\"\",0)),IF(E512=0,IF(F512=0,0,\"Ny data\"),(F512-E512)/E512))","v":""}]
["Beluftningstanke, SRO","PE",10,0,null,null,{"$f":"IF(D513=\"\",IF(E513>0,\"Ny data\",IF(E513=\"\",\"\",0)),IF(D513=0,IF(E513=0,0,\"Ny data\"),(E513-D513)/D513))","v":0},{"$f":"IF(E513=\"\",IF(F513>0,\"Ny data\",IF(F513=\"\",\"\",0)),IF(E513=0,IF(F513=0,0,\"Ny data\"),(F513-E513)/E513))","v":""}]
["Efterklaringstanke, Konstruktioner","PE",60,0,null,null,{"$f":"IF(D514=\"\",IF(E514>0,\"Ny data\",IF(E514=\"\",\"\",0)),IF(D514=0,IF(E514=0,0,\"Ny data\"),(E514-D514)/D514))","v":0},{"$f":"IF(E514=\"\",IF(F514>0,\"Ny data\",IF(F514=\"\",\"\",0)),IF(E514=0,IF(F514=0,0,\"Ny data\"),(F514-E514)/E514))","v":""}]
["Efterklaringstanke, Mek/El","PE",20,0,null,null,{"$f":"IF(D515=\"\",IF(E515>0,\"Ny data\",IF(E515=\"\",\"\",0)),IF(D515=0,IF(E515=0,0,\"Ny data\"),(E515-D515)/D515))","v":0},{"$f":"IF(E515=\"\",IF(F515>0,\"Ny data\",IF(F515=\"\",\"\",0)),IF(E515=0,IF(F515=0,0,\"Ny data\"),(F515-E515)/E515))","v":""}]
["Efterklaringstanke, SRO","PE",10,0,null,null,{"$f":"IF(D516=\"\",IF(E516>0,\"Ny data\",IF(E516=\"\",\"\",0)),IF(D516=0,IF(E516=0,0,\"Ny data\"),(E516-D516)/D516))","v":0},{"$f":"IF(E516=\"\",IF(F516>0,\"Ny data\",IF(F516=\"\",\"\",0)),IF(E516=0,IF(F516=0,0,\"Ny data\"),(F516-E516)/E516))","v":""}]
["Efterbehandlingsanlæg (sandfilter), Konstruktioner","PE",60,0,null,null,{"$f":"IF(D517=\"\",IF(E517>0,\"Ny data\",IF(E517=\"\",\"\",0)),IF(D517=0,IF(E517=0,0,\"Ny data\"),(E517-D517)/D517))","v":0},{"$f":"IF(E517=\"\",IF(F517>0,\"Ny data\",IF(F517=\"\",\"\",0)),IF(E517=0,IF(F517=0,0,\"Ny data\"),(F517-E517)/E517))","v":""}]
["Efterbehandlingsanlæg (sandfilter), Mek/EL","PE",20,0,null,null,{"$f":"IF(D518=\"\",IF(E518>0,\"Ny data\",IF(E518=\"\",\"\",0)),IF(D518=0,IF(E518=0,0,\"Ny data\"),(E518-D518)/D518))","v":0},{"$f":"IF(E518=\"\",IF(F518>0,\"Ny data\",IF(F518=\"\",\"\",0)),IF(E518=0,IF(F518=0,0,\"Ny data\"),(F518-E518)/E518))","v":""}]
["Efterbehandlingsanlæg (sandfilter), SRO","PE",10,0,null,null,{"$f":"IF(D519=\"\",IF(E519>0,\"Ny data\",IF(E519=\"\",\"\",0)),IF(D519=0,IF(E519=0,0,\"Ny data\"),(E519-D519)/D519))","v":0},{"$f":"IF(E519=\"\",IF(F519>0,\"Ny data\",IF(F519=\"\",\"\",0)),IF(E519=0,IF(F519=0,0,\"Ny data\"),(F519-E519)/E519))","v":""}]
["Renseanlæg >= 5.000 PE, Slambehandling",null,null,null,null,null,{"$f":"IF(D520=\"\",IF(E520>0,\"Ny data\",IF(E520=\"\",\"\",0)),IF(D520=0,IF(E520=0,0,\"Ny data\"),(E520-D520)/D520))","v":""},{"$f":"IF(E520=\"\",IF(F520>0,\"Ny data\",IF(F520=\"\",\"\",0)),IF(E520=0,IF(F520=0,0,\"Ny data\"),(F520-E520)/E520))","v":""}]
["Forafvanding, slam, Konstruktion","PE",60,0,null,null,{"$f":"IF(D521=\"\",IF(E521>0,\"Ny data\",IF(E521=\"\",\"\",0)),IF(D521=0,IF(E521=0,0,\"Ny data\"),(E521-D521)/D521))","v":0},{"$f":"IF(E521=\"\",IF(F521>0,\"Ny data\",IF(F521=\"\",\"\",0)),IF(E521=0,IF(F521=0,0,\"Ny data\"),(F521-E521)/E521))","v":""}]
["Forafvanding, slam, Mek/EL","PE",20,0,null,null,{"$f":"IF(D522=\"\",IF(E522>0,\"Ny data\",IF(E522=\"\",\"\",0)),IF(D522=0,IF(E522=0,0,\"Ny data\"),(E522-D522)/D522))","v":0},{"$f":"IF(E522=\"\",IF(F522>0,\"Ny data\",IF(F522=\"\",\"\",0)),IF(E522=0,IF(F522=0,0,\"Ny data\"),(F522-E522)/E522))","v":""}]
["Forafvanding, slam, SRO","PE",10,0,null,null,{"$f":"IF(D523=\"\",IF(E523>0,\"Ny data\",IF(E523=\"\",\"\",0)),IF(D523=0,IF(E523=0,0,\"Ny data\"),(E523-D523)/D523))","v":0},{"$f":"IF(E523=\"\",IF(F523>0,\"Ny data\",IF(F523=\"\",\"\",0)),IF(E523=0,IF(F523=0,0,\"Ny data\"),(F523-E523)/E523))","v":""}]
["Rådnetanke, slam, Konstruktioner","PE",60,0,null,null,{"$f":"IF(D524=\"\",IF(E524>0,\"Ny data\",IF(E524=\"\",\"\",0)),IF(D524=0,IF(E524=0,0,\"Ny data\"),(E524-D524)/D524))","v":0},{"$f":"IF(E524=\"\",IF(F524>0,\"Ny data\",IF(F524=\"\",\"\",0)),IF(E524=0,IF(F524=0,0,\"Ny data\"),(F524-E524)/E524))","v":""}]
["Rådnetanke, slam, Mek/EL","PE",20,0,null,null,{"$f":"IF(D525=\"\",IF(E525>0,\"Ny data\",IF(E525=\"\",\"\",0)),IF(D525=0,IF(E525=0,0,\"Ny data\"),(E525-D525)/D525))","v":0},{"$f":"IF(E525=\"\",IF(F525>0,\"Ny data\",IF(F525=\"\",\"\",0)),IF(E525=0,IF(F525=0,0,\"Ny data\"),(F525-E525)/E525))","v":""}]
["Rådnetanke, slam, SRO","PE",10,0,null,null,{"$f":"IF(D526=\"\",IF(E526>0,\"Ny data\",IF(E526=\"\",\"\",0)),IF(D526=0,IF(E526=0,0,\"Ny data\"),(E526-D526)/D526))","v":0},{"$f":"IF(E526=\"\",IF(F526>0,\"Ny data\",IF(F526=\"\",\"\",0)),IF(E526=0,IF(F526=0,0,\"Ny data\"),(F526-E526)/E526))","v":""}]
["Gasdisponering, Konstruktioner","PE",60,0,null,null,{"$f":"IF(D527=\"\",IF(E527>0,\"Ny data\",IF(E527=\"\",\"\",0)),IF(D527=0,IF(E527=0,0,\"Ny data\"),(E527-D527)/D527))","v":0},{"$f":"IF(E527=\"\",IF(F527>0,\"Ny data\",IF(F527=\"\",\"\",0)),IF(E527=0,IF(F527=0,0,\"Ny data\"),(F527-E527)/E527))","v":""}]
["Gasdisponering, Mek/EL","PE",20,0,null,null,{"$f":"IF(D528=\"\",IF(E528>0,\"Ny data\",IF(E528=\"\",\"\",0)),IF(D528=0,IF(E528=0,0,\"Ny data\"),(E528-D528)/D528))","v":0},{"$f":"IF(E528=\"\",IF(F528>0,\"Ny data\",IF(F528=\"\",\"\",0)),IF(E528=0,IF(F528=0,0,\"Ny data\"),(F528-E528)/E528))","v":""}]
["Gasdisponering, SRO","PE",10,0,null,null,{"$f":"IF(D529=\"\",IF(E529>0,\"Ny data\",IF(E529=\"\",\"\",0)),IF(D529=0,IF(E529=0,0,\"Ny data\"),(E529-D529)/D529))","v":0},{"$f":"IF(E529=\"\",IF(F529>0,\"Ny data\",IF(F529=\"\",\"\",0)),IF(E529=0,IF(F529=0,0,\"Ny data\"),(F529-E529)/E529))","v":""}]
["Gasdisponering - elproduktionsanlæg, Konstruktioner","PE",60,0,null,null,{"$f":"IF(D530=\"\",IF(E530>0,\"Ny data\",IF(E530=\"\",\"\",0)),IF(D530=0,IF(E530=0,0,\"Ny data\"),(E530-D530)/D530))","v":0},{"$f":"IF(E530=\"\",IF(F530>0,\"Ny data\",IF(F530=\"\",\"\",0)),IF(E530=0,IF(F530=0,0,\"Ny data\"),(F530-E530)/E530))","v":""}]
["Gasdisponering - elproduktionsanlæg, Mek/EL","PE",20,0,null,null,{"$f":"IF(D531=\"\",IF(E531>0,\"Ny data\",IF(E531=\"\",\"\",0)),IF(D531=0,IF(E531=0,0,\"Ny data\"),(E531-D531)/D531))","v":0},{"$f":"IF(E531=\"\",IF(F531>0,\"Ny data\",IF(F531=\"\",\"\",0)),IF(E531=0,IF(F531=0,0,\"Ny data\"),(F531-E531)/E531))","v":""}]
["Gasdisponering - elproduktionsanlæg, SRO","PE",10,0,null,null,{"$f":"IF(D532=\"\",IF(E532>0,\"Ny data\",IF(E532=\"\",\"\",0)),IF(D532=0,IF(E532=0,0,\"Ny data\"),(E532-D532)/D532))","v":0},{"$f":"IF(E532=\"\",IF(F532>0,\"Ny data\",IF(F532=\"\",\"\",0)),IF(E532=0,IF(F532=0,0,\"Ny data\"),(F532-E532)/E532))","v":""}]
["Gasrensning - Aktivt kulfilter","m3/t",15,0,null,null,{"$f":"IF(D533=\"\",IF(E533>0,\"Ny data\",IF(E533=\"\",\"\",0)),IF(D533=0,IF(E533=0,0,\"Ny data\"),(E533-D533)/D533))","v":0},{"$f":"IF(E533=\"\",IF(F533>0,\"Ny data\",IF(F533=\"\",\"\",0)),IF(E533=0,IF(F533=0,0,\"Ny data\"),(F533-E533)/E533))","v":""}]
["Gasrensning - Biologisk skrubber","m3/t",15,0,null,null,{"$f":"IF(D534=\"\",IF(E534>0,\"Ny data\",IF(E534=\"\",\"\",0)),IF(D534=0,IF(E534=0,0,\"Ny data\"),(E534-D534)/D534))","v":0},{"$f":"IF(E534=\"\",IF(F534>0,\"Ny data\",IF(F534=\"\",\"\",0)),IF(E534=0,IF(F534=0,0,\"Ny data\"),(F534-E534)/E534))","v":""}]
["Opgraderingsanlæg - Membran","m3/t",15,0,null,null,{"$f":"IF(D535=\"\",IF(E535>0,\"Ny data\",IF(E535=\"\",\"\",0)),IF(D535=0,IF(E535=0,0,\"Ny data\"),(E535-D535)/D535))","v":0},{"$f":"IF(E535=\"\",IF(F535>0,\"Ny data\",IF(F535=\"\",\"\",0)),IF(E535=0,IF(F535=0,0,\"Ny data\"),(F535-E535)/E535))","v":""}]
["Varmeproduktionsanlæg","m3/t",15,0,null,null,{"$f":"IF(D536=\"\",IF(E536>0,\"Ny data\",IF(E536=\"\",\"\",0)),IF(D536=0,IF(E536=0,0,\"Ny data\"),(E536-D536)/D536))","v":0},{"$f":"IF(E536=\"\",IF(F536>0,\"Ny data\",IF(F536=\"\",\"\",0)),IF(E536=0,IF(F536=0,0,\"Ny data\"),(F536-E536)/E536))","v":""}]
["Slutafvanding, slam - lavteknologisk (slambede), Konstruktioner","PE",60,0,null,null,{"$f":"IF(D537=\"\",IF(E537>0,\"Ny data\",IF(E537=\"\",\"\",0)),IF(D537=0,IF(E537=0,0,\"Ny data\"),(E537-D537)/D537))","v":0},{"$f":"IF(E537=\"\",IF(F537>0,\"Ny data\",IF(F537=\"\",\"\",0)),IF(E537=0,IF(F537=0,0,\"Ny data\"),(F537-E537)/E537))","v":""}]
["Slutafvanding, slam - lavteknologisk (slambede), Mek/EL","PE",20,0,null,null,{"$f":"IF(D538=\"\",IF(E538>0,\"Ny data\",IF(E538=\"\",\"\",0)),IF(D538=0,IF(E538=0,0,\"Ny data\"),(E538-D538)/D538))","v":0},{"$f":"IF(E538=\"\",IF(F538>0,\"Ny data\",IF(F538=\"\",\"\",0)),IF(E538=0,IF(F538=0,0,\"Ny data\"),(F538-E538)/E538))","v":""}]
["Slutafvanding, slam - lavteknologisk (slambede), SRO","PE",10,0,null,null,{"$f":"IF(D539=\"\",IF(E539>0,\"Ny data\",IF(E539=\"\",\"\",0)),IF(D539=0,IF(E539=0,0,\"Ny data\"),(E539-D539)/D539))","v":0},{"$f":"IF(E539=\"\",IF(F539>0,\"Ny data\",IF(F539=\"\",\"\",0)),IF(E539=0,IF(F539=0,0,\"Ny data\"),(F539-E539)/E539))","v":""}]
["Slutafvanding, slam - højteknologisk (centrifuger), Konstruktioner","PE",60,0,null,null,{"$f":"IF(D540=\"\",IF(E540>0,\"Ny data\",IF(E540=\"\",\"\",0)),IF(D540=0,IF(E540=0,0,\"Ny data\"),(E540-D540)/D540))","v":0},{"$f":"IF(E540=\"\",IF(F540>0,\"Ny data\",IF(F540=\"\",\"\",0)),IF(E540=0,IF(F540=0,0,\"Ny data\"),(F540-E540)/E540))","v":""}]
["Slutafvanding, slam - højteknologisk (centrifuger), Mek/El","PE",20,0,null,null,{"$f":"IF(D541=\"\",IF(E541>0,\"Ny data\",IF(E541=\"\",\"\",0)),IF(D541=0,IF(E541=0,0,\"Ny data\"),(E541-D541)/D541))","v":0},{"$f":"IF(E541=\"\",IF(F541>0,\"Ny data\",IF(F541=\"\",\"\",0)),IF(E541=0,IF(F541=0,0,\"Ny data\"),(F541-E541)/E541))","v":""}]
["Slutafvanding, slam - højteknologisk (centrifuger), SRO","PE",10,0,null,null,{"$f":"IF(D542=\"\",IF(E542>0,\"Ny data\",IF(E542=\"\",\"\",0)),IF(D542=0,IF(E542=0,0,\"Ny data\"),(E542-D542)/D542))","v":0},{"$f":"IF(E542=\"\",IF(F542>0,\"Ny data\",IF(F542=\"\",\"\",0)),IF(E542=0,IF(F542=0,0,\"Ny data\"),(F542-E542)/E542))","v":""}]
["Renseanlæg >= 5.000 PE, Slamdisponering",null,null,null,null,null,{"$f":"IF(D543=\"\",IF(E543>0,\"Ny data\",IF(E543=\"\",\"\",0)),IF(D543=0,IF(E543=0,0,\"Ny data\"),(E543-D543)/D543))","v":""},{"$f":"IF(E543=\"\",IF(F543>0,\"Ny data\",IF(F543=\"\",\"\",0)),IF(E543=0,IF(F543=0,0,\"Ny data\"),(F543-E543)/E543))","v":""}]
["Slutdisponering, slam - lavteknologisk (slammineralisering), Konstruktioner","PE",60,0,null,null,{"$f":"IF(D544=\"\",IF(E544>0,\"Ny data\",IF(E544=\"\",\"\",0)),IF(D544=0,IF(E544=0,0,\"Ny data\"),(E544-D544)/D544))","v":0},{"$f":"IF(E544=\"\",IF(F544>0,\"Ny data\",IF(F544=\"\",\"\",0)),IF(E544=0,IF(F544=0,0,\"Ny data\"),(F544-E544)/E544))","v":""}]
["Slutdisponering, slam - lavteknologisk (slammineralisering), Mek/EL","PE",20,0,null,null,{"$f":"IF(D545=\"\",IF(E545>0,\"Ny data\",IF(E545=\"\",\"\",0)),IF(D545=0,IF(E545=0,0,\"Ny data\"),(E545-D545)/D545))","v":0},{"$f":"IF(E545=\"\",IF(F545>0,\"Ny data\",IF(F545=\"\",\"\",0)),IF(E545=0,IF(F545=0,0,\"Ny data\"),(F545-E545)/E545))","v":""}]
["Slutdisponering, slam - lavteknologisk (slammineralisering), SRO","PE",10,0,null,null,{"$f":"IF(D546=\"\",IF(E546>0,\"Ny data\",IF(E546=\"\",\"\",0)),IF(D546=0,IF(E546=0,0,\"Ny data\"),(E546-D546)/D546))","v":0},{"$f":"IF(E546=\"\",IF(F546>0,\"Ny data\",IF(F546=\"\",\"\",0)),IF(E546=0,IF(F546=0,0,\"Ny data\"),(F546-E546)/E546))","v":""}]
["Slutdisponering, slam - højteknologisk (slamtørring), Konstruktioner","PE",60,0,null,null,{"$f":"IF(D547=\"\",IF(E547>0,\"Ny data\",IF(E547=\"\",\"\",0)),IF(D547=0,IF(E547=0,0,\"Ny data\"),(E547-D547)/D547))","v":0},{"$f":"IF(E547=\"\",IF(F547>0,\"Ny data\",IF(F547=\"\",\"\",0)),IF(E547=0,IF(F547=0,0,\"Ny data\"),(F547-E547)/E547))","v":""}]
["Slutdisponering, slam - højteknologisk (slamtørring), Mek/EL","PE",20,0,null,null,{"$f":"IF(D548=\"\",IF(E548>0,\"Ny data\",IF(E548=\"\",\"\",0)),IF(D548=0,IF(E548=0,0,\"Ny data\"),(E548-D548)/D548))","v":0},{"$f":"IF(E548=\"\",IF(F548>0,\"Ny data\",IF(F548=\"\",\"\",0)),IF(E548=0,IF(F548=0,0,\"Ny data\"),(F548-E548)/E548))","v":""}]
["Slutdisponering, slam - højteknologisk (slamtørring), SRO","PE",10,0,null,null,{"$f":"IF(D549=\"\",IF(E549>0,\"Ny data\",IF(E549=\"\",\"\",0)),IF(D549=0,IF(E549=0,0,\"Ny data\"),(E549-D549)/D549))","v":0},{"$f":"IF(E549=\"\",IF(F549>0,\"Ny data\",IF(F549=\"\",\"\",0)),IF(E549=0,IF(F549=0,0,\"Ny data\"),(F549-E549)/E549))","v":""}]
["Slutdisponering, slam - højteknologisk (slamtørring og -forbrænding), Konstruktioner","PE",60,0,null,null,{"$f":"IF(D550=\"\",IF(E550>0,\"Ny data\",IF(E550=\"\",\"\",0)),IF(D550=0,IF(E550=0,0,\"Ny data\"),(E550-D550)/D550))","v":0},{"$f":"IF(E550=\"\",IF(F550>0,\"Ny data\",IF(F550=\"\",\"\",0)),IF(E550=0,IF(F550=0,0,\"Ny data\"),(F550-E550)/E550))","v":""}]
["Slutdisponering, slam - højteknologisk (slamtørring og -forbrænding), Mek/EL","PE",20,0,null,null,{"$f":"IF(D551=\"\",IF(E551>0,\"Ny data\",IF(E551=\"\",\"\",0)),IF(D551=0,IF(E551=0,0,\"Ny data\"),(E551-D551)/D551))","v":0},{"$f":"IF(E551=\"\",IF(F551>0,\"Ny data\",IF(F551=\"\",\"\",0)),IF(E551=0,IF(F551=0,0,\"Ny data\"),(F551-E551)/E551))","v":""}]
["Slutdisponering, slam - højteknologisk (slamtørring og -forbrænding), SRO","PE",20,0,null,null,{"$f":"IF(D552=\"\",IF(E552>0,\"Ny data\",IF(E552=\"\",\"\",0)),IF(D552=0,IF(E552=0,0,\"Ny data\"),(E552-D552)/D552))","v":0},{"$f":"IF(E552=\"\",IF(F552>0,\"Ny data\",IF(F552=\"\",\"\",0)),IF(E552=0,IF(F552=0,0,\"Ny data\"),(F552-E552)/E552))","v":""}]

{"sheet":"Distributionsanlæg","index":1,"n_rows":318,"n_cols":9,"rows_kept":318,"cut":false,"hidden":false,"merged":[[0,0,1,0],[0,1,1,1],[0,2,1,2],[0,3,1,3],[0,8,1,8],[0,4,1,4],[0,5,1,5],[0,6,1,6],[0,7,1,7]]}
["Distributionsanlæg","Enhed","Standard-levetid","Samlet mængde per 31/12-2022","Samlet mængde per 31/12-2023","Samlet mængde per 31/12-2024","Afvigelse 2022-2023","Afvigelse 2023-2024","Bemærkninger"]
[]
["Ledningsnet - Land",null,null,null,null,null,{"$f":"IF(D3=\"\",IF(E3>0,\"Ny data\",IF(E3=\"\",\"\",0)),IF(D3=0,IF(E3=0,0,\"Ny data\"),(E3-D3)/D3))","v":""},{"$f":"IF(E3=\"\",IF(F3>0,\"Ny data\",IF(F3=\"\",\"\",0)),IF(E3=0,IF(F3=0,0,\"Ny data\"),(F3-E3)/E3))","v":""}]
["Ledningsnet ≤ Ø 200 mm ","meter",75,700,null,null,{"$f":"IF(D4=\"\",IF(E4>0,\"Ny data\",IF(E4=\"\",\"\",0)),IF(D4=0,IF(E4=0,0,\"Ny data\"),(E4-D4)/D4))","v":-1},{"$f":"IF(E4=\"\",IF(F4>0,\"Ny data\",IF(F4=\"\",\"\",0)),IF(E4=0,IF(F4=0,0,\"Ny data\"),(F4-E4)/E4))","v":""}]
["Ø 200 mm < Ledningsnet ≤ Ø 500 mm ","meter",75,4210,null,null,{"$f":"IF(D5=\"\",IF(E5>0,\"Ny data\",IF(E5=\"\",\"\",0)),IF(D5=0,IF(E5=0,0,\"Ny data\"),(E5-D5)/D5))","v":-1},{"$f":"IF(E5=\"\",IF(F5>0,\"Ny data\",IF(F5=\"\",\"\",0)),IF(E5=0,IF(F5=0,0,\"Ny data\"),(F5-E5)/E5))","v":""}]
["Ø 500 mm < Ledningsnet ≤ Ø 800 mm","meter",75,0,null,null,{"$f":"IF(D6=\"\",IF(E6>0,\"Ny data\",IF(E6=\"\",\"\",0)),IF(D6=0,IF(E6=0,0,\"Ny data\"),(E6-D6)/D6))","v":0},{"$f":"IF(E6=\"\",IF(F6>0,\"Ny data\",IF(F6=\"\",\"\",0)),IF(E6=0,IF(F6=0,0,\"Ny data\"),(F6-E6)/E6))","v":""}]
["Ø 800 mm < Ledningsnet ≤ Ø 1000 mm","meter",75,4000,null,null,{"$f":"IF(D7=\"\",IF(E7>0,\"Ny data\",IF(E7=\"\",\"\",0)),IF(D7=0,IF(E7=0,0,\"Ny data\"),(E7-D7)/D7))","v":-1},{"$f":"IF(E7=\"\",IF(F7>0,\"Ny data\",IF(F7=\"\",\"\",0)),IF(E7=0,IF(F7=0,0,\"Ny data\"),(F7-E7)/E7))","v":""}]
["Ø 1000 mm < Ledningsnet ≤ Ø 1200 mm","meter",75,0,null,null,{"$f":"IF(D8=\"\",IF(E8>0,\"Ny data\",IF(E8=\"\",\"\",0)),IF(D8=0,IF(E8=0,0,\"Ny data\"),(E8-D8)/D8))","v":0},{"$f":"IF(E8=\"\",IF(F8>0,\"Ny data\",IF(F8=\"\",\"\",0)),IF(E8=0,IF(F8=0,0,\"Ny data\"),(F8-E8)/E8))","v":""}]
["Ø 1200 mm < Ledningsnet ≤ Ø 1600 mm","meter",75,0,null,null,{"$f":"IF(D9=\"\",IF(E9>0,\"Ny data\",IF(E9=\"\",\"\",0)),IF(D9=0,IF(E9=0,0,\"Ny data\"),(E9-D9)/D9))","v":0},{"$f":"IF(E9=\"\",IF(F9>0,\"Ny data\",IF(F9=\"\",\"\",0)),IF(E9=0,IF(F9=0,0,\"Ny data\"),(F9-E9)/E9))","v":""}]
["Ledningsnet > Ø 1600 mm (rørbassiner og transportledninger)","meter",75,0,null,null,{"$f":"IF(D10=\"\",IF(E10>0,\"Ny data\",IF(E10=\"\",\"\",0)),IF(D10=0,IF(E10=0,0,\"Ny data\"),(E10-D10)/D10))","v":0},{"$f":"IF(E10=\"\",IF(F10>0,\"Ny data\",IF(F10=\"\",\"\",0)),IF(E10=0,IF(F10=0,0,\"Ny data\"),(F10-E10)/E10))","v":""}]
["Strømpeforing ≤ Ø 200 mm","meter",50,0,null,null,{"$f":"IF(D11=\"\",IF(E11>0,\"Ny data\",IF(E11=\"\",\"\",0)),IF(D11=0,IF(E11=0,0,\"Ny data\"),(E11-D11)/D11))","v":0},{"$f":"IF(E11=\"\",IF(F11>0,\"Ny data\",IF(F11=\"\",\"\",0)),IF(E11=0,IF(F11=0,0,\"Ny data\"),(F11-E11)/E11))","v":""}]
["Strømpeforing Ø 200 mm < Ledningsnet ≤ Ø 500 mm","meter",50,0,null,null,{"$f":"IF(D12=\"\",IF(E12>0,\"Ny data\",IF(E12=\"\",\"\",0)),IF(D12=0,IF(E12=0,0,\"Ny data\"),(E12-D12)/D12))","v":0},{"$f":"IF(E12=\"\",IF(F12>0,\"Ny data\",IF(F12=\"\",\"\",0)),IF(E12=0,IF(F12=0,0,\"Ny data\"),(F12-E12)/E12))","v":""}]
["Strømpeforing Ø 500 mm < Ledningsnet ≤ Ø 800 mm","meter",50,0,null,null,{"$f":"IF(D13=\"\",IF(E13>0,\"Ny data\",IF(E13=\"\",\"\",0)),IF(D13=0,IF(E13=0,0,\"Ny data\"),(E13-D13)/D13))","v":0},{"$f":"IF(E13=\"\",IF(F13>0,\"Ny data\",IF(F13=\"\",\"\",0)),IF(E13=0,IF(F13=0,0,\"Ny data\"),(F13-E13)/E13))","v":""}]
["Strømpeforing Ø 800 mm < Ledningsnet ≤ Ø 1000 mm","meter",50,0,null,null,{"$f":"IF(D14=\"\",IF(E14>0,\"Ny data\",IF(E14=\"\",\"\",0)),IF(D14=0,IF(E14=0,0,\"Ny data\"),(E14-D14)/D14))","v":0},{"$f":"IF(E14=\"\",IF(F14>0,\"Ny data\",IF(F14=\"\",\"\",0)),IF(E14=0,IF(F14=0,0,\"Ny data\"),(F14-E14)/E14))","v":""}]
["Strømpeforing Ø 1000 mm < Ledningsnet ≤ Ø 1200 mm","meter",50,0,null,null,{"$f":"IF(D15=\"\",IF(E15>0,\"Ny data\",IF(E15=\"\",\"\",0)),IF(D15=0,IF(E15=0,0,\"Ny data\"),(E15-D15)/D15))","v":0},{"$f":"IF(E15=\"\",IF(F15>0,\"Ny data\",IF(F15=\"\",\"\",0)),IF(E15=0,IF(F15=0,0,\"Ny data\"),(F15-E15)/E15))","v":""}]
["Strømpeforing Ø 1200 mm < Ledningsnet ≤ Ø 1600 mm","meter",50,0,null,null,{"$f":"IF(D16=\"\",IF(E16>0,\"Ny data\",IF(E16=\"\",\"\",0)),IF(D16=0,IF(E16=0,0,\"Ny data\"),(E16-D16)/D16))","v":0},{"$f":"IF(E16=\"\",IF(F16>0,\"Ny data\",IF(F16=\"\",\"\",0)),IF(E16=0,IF(F16=0,0,\"Ny data\"),(F16-E16)/E16))","v":""}]
["Ledningsnet - By",null,null,null,null,null,{"$f":"IF(D17=\"\",IF(E17>0,\"Ny data\",IF(E17=\"\",\"\",0)),IF(D17=0,IF(E17=0,0,\"Ny data\"),(E17-D17)/D17))","v":""},{"$f":"IF(E17=\"\",IF(F17>0,\"Ny data\",IF(F17=\"\",\"\",0)),IF(E17=0,IF(F17=0,0,\"Ny data\"),(F17-E17)/E17))","v":""}]
["Ledningsnet ≤ Ø 200 mm ","meter",75,175,null,null,{"$f":"IF(D18=\"\",IF(E18>0,\"Ny data\",IF(E18=\"\",\"\",0)),IF(D18=0,IF(E18=0,0,\"Ny data\"),(E18-D18)/D18))","v":-1},{"$f":"IF(E18=\"\",IF(F18>0,\"Ny data\",IF(F18=\"\",\"\",0)),IF(E18=0,IF(F18=0,0,\"Ny data\"),(F18-E18)/E18))","v":""}]
["Ø 200 mm < Ledningsnet ≤ Ø 500 mm ","meter",75,530,null,null,{"$f":"IF(D19=\"\",IF(E19>0,\"Ny data\",IF(E19=\"\",\"\",0)),IF(D19=0,IF(E19=0,0,\"Ny data\"),(E19-D19)/D19))","v":-1},{"$f":"IF(E19=\"\",IF(F19>0,\"Ny data\",IF(F19=\"\",\"\",0)),IF(E19=0,IF(F19=0,0,\"Ny data\"),(F19-E19)/E19))","v":""}]
["Ø 500 mm < Ledningsnet ≤ Ø 800 mm","meter",75,305,null,null,{"$f":"IF(D20=\"\",IF(E20>0,\"Ny data\",IF(E20=\"\",\"\",0)),IF(D20=0,IF(E20=0,0,\"Ny data\"),(E20-D20)/D20))","v":-1},{"$f":"IF(E20=\"\",IF(F20>0,\"Ny data\",IF(F20=\"\",\"\",0)),IF(E20=0,IF(F20=0,0,\"Ny data\"),(F20-E20)/E20))","v":""}]
["Ø 800 mm < Ledningsnet ≤ Ø 1000 mm","meter",75,2940,null,null,{"$f":"IF(D21=\"\",IF(E21>0,\"Ny data\",IF(E21=\"\",\"\",0)),IF(D21=0,IF(E21=0,0,\"Ny data\"),(E21-D21)/D21))","v":-1},{"$f":"IF(E21=\"\",IF(F21>0,\"Ny data\",IF(F21=\"\",\"\",0)),IF(E21=0,IF(F21=0,0,\"Ny data\"),(F21-E21)/E21))","v":""}]
["Ø 1000 mm < Ledningsnet ≤ Ø 1200 mm","meter",75,0,null,null,{"$f":"IF(D22=\"\",IF(E22>0,\"Ny data\",IF(E22=\"\",\"\",0)),IF(D22=0,IF(E22=0,0,\"Ny data\"),(E22-D22)/D22))","v":0},{"$f":"IF(E22=\"\",IF(F22>0,\"Ny data\",IF(F22=\"\",\"\",0)),IF(E22=0,IF(F22=0,0,\"Ny data\"),(F22-E22)/E22))","v":""}]
["Ø 1200 mm < Ledningsnet ≤ Ø 1600 mm","meter",75,0,null,null,{"$f":"IF(D23=\"\",IF(E23>0,\"Ny data\",IF(E23=\"\",\"\",0)),IF(D23=0,IF(E23=0,0,\"Ny data\"),(E23-D23)/D23))","v":0},{"$f":"IF(E23=\"\",IF(F23>0,\"Ny data\",IF(F23=\"\",\"\",0)),IF(E23=0,IF(F23=0,0,\"Ny data\"),(F23-E23)/E23))","v":""}]
["Ledningsnet > Ø 1600 mm (rørbassiner og transportledninger)","meter",75,0,null,null,{"$f":"IF(D24=\"\",IF(E24>0,\"Ny data\",IF(E24=\"\",\"\",0)),IF(D24=0,IF(E24=0,0,\"Ny data\"),(E24-D24)/D24))","v":0},{"$f":"IF(E24=\"\",IF(F24>0,\"Ny data\",IF(F24=\"\",\"\",0)),IF(E24=0,IF(F24=0,0,\"Ny data\"),(F24-E24)/E24))","v":""}]
["Strømpeforing ≤ Ø 200 mm","meter",50,0,null,null,{"$f":"IF(D25=\"\",IF(E25>0,\"Ny data\",IF(E25=\"\",\"\",0)),IF(D25=0,IF(E25=0,0,\"Ny data\"),(E25-D25)/D25))","v":0},{"$f":"IF(E25=\"\",IF(F25>0,\"Ny data\",IF(F25=\"\",\"\",0)),IF(E25=0,IF(F25=0,0,\"Ny data\"),(F25-E25)/E25))","v":""}]
["Strømpeforing Ø 200 mm < Ledningsnet ≤ Ø 500 mm","meter",50,0,null,null,{"$f":"IF(D26=\"\",IF(E26>0,\"Ny data\",IF(E26=\"\",\"\",0)),IF(D26=0,IF(E26=0,0,\"Ny data\"),(E26-D26)/D26))","v":0},{"$f":"IF(E26=\"\",IF(F26>0,\"Ny data\",IF(F26=\"\",\"\",0)),IF(E26=0,IF(F26=0,0,\"Ny data\"),(F26-E26)/E26))","v":""}]
["Strømpeforing Ø 500 mm < Ledningsnet ≤ Ø 800 mm","meter",50,0,null,null,{"$f":"IF(D27=\"\",IF(E27>0,\"Ny data\",IF(E27=\"\",\"\",0)),IF(D27=0,IF(E27=0,0,\"Ny data\"),(E27-D27)/D27))","v":0},{"$f":"IF(E27=\"\",IF(F27>0,\"Ny data\",IF(F27=\"\",\"\",0)),IF(E27=0,IF(F27=0,0,\"Ny data\"),(F27-E27)/E27))","v":""}]
["Strømpeforing Ø 800 mm < Ledningsnet ≤ Ø 1000 mm","meter",50,0,null,null,{"$f":"IF(D28=\"\",IF(E28>0,\"Ny data\",IF(E28=\"\",\"\",0)),IF(D28=0,IF(E28=0,0,\"Ny data\"),(E28-D28)/D28))","v":0},{"$f":"IF(E28=\"\",IF(F28>0,\"Ny data\",IF(F28=\"\",\"\",0)),IF(E28=0,IF(F28=0,0,\"Ny data\"),(F28-E28)/E28))","v":""}]
["Strømpeforing Ø 1000 mm < Ledningsnet ≤ Ø 1200 mm","meter",50,0,null,null,{"$f":"IF(D29=\"\",IF(E29>0,\"Ny data\",IF(E29=\"\",\"\",0)),IF(D29=0,IF(E29=0,0,\"Ny data\"),(E29-D29)/D29))","v":0},{"$f":"IF(E29=\"\",IF(F29>0,\"Ny data\",IF(F29=\"\",\"\",0)),IF(E29=0,IF(F29=0,0,\"Ny data\"),(F29-E29)/E29))","v":""}]
["Strømpeforing Ø 1200 mm < Ledningsnet ≤ Ø 1600 mm","meter",50,0,null,null,{"$f":"IF(D30=\"\",IF(E30>0,\"Ny data\",IF(E30=\"\",\"\",0)),IF(D30=0,IF(E30=0,0,\"Ny data\"),(E30-D30)/D30))","v":0},{"$f":"IF(E30=\"\",IF(F30>0,\"Ny data\",IF(F30=\"\",\"\",0)),IF(E30=0,IF(F30=0,0,\"Ny data\"),(F30-E30)/E30))","v":""}]
["Ledningsnet - City",null,null,null,null,null,{"$f":"IF(D31=\"\",IF(E31>0,\"Ny data\",IF(E31=\"\",\"\",0)),IF(D31=0,IF(E31=0,0,\"Ny data\"),(E31-D31)/D31))","v":""},{"$f":"IF(E31=\"\",IF(F31>0,\"Ny data\",IF(F31=\"\",\"\",0)),IF(E31=0,IF(F31=0,0,\"Ny data\"),(F31-E31)/E31))","v":""}]
["Ledningsnet ≤ Ø 200 mm ","meter",75,0,null,null,{"$f":"IF(D32=\"\",IF(E32>0,\"Ny data\",IF(E32=\"\",\"\",0)),IF(D32=0,IF(E32=0,0,\"Ny data\"),(E32-D32)/D32))","v":0},{"$f":"IF(E32=\"\",IF(F32>0,\"Ny data\",IF(F32=\"\",\"\",0)),IF(E32=0,IF(F32=0,0,\"Ny data\"),(F32-E32)/E32))","v":""}]
["Ø 200 mm < Ledningsnet ≤ Ø 500 mm ","meter",75,0,null,null,{"$f":"IF(D33=\"\",IF(E33>0,\"Ny data\",IF(E33=\"\",\"\",0)),IF(D33=0,IF(E33=0,0,\"Ny data\"),(E33-D33)/D33))","v":0},{"$f":"IF(E33=\"\",IF(F33>0,\"Ny data\",IF(F33=\"\",\"\",0)),IF(E33=0,IF(F33=0,0,\"Ny data\"),(F33-E33)/E33))","v":""}]
["Ø 500 mm < Ledningsnet ≤ Ø 800 mm","meter",75,0,null,null,{"$f":"IF(D34=\"\",IF(E34>0,\"Ny data\",IF(E34=\"\",\"\",0)),IF(D34=0,IF(E34=0,0,\"Ny data\"),(E34-D34)/D34))","v":0},{"$f":"IF(E34=\"\",IF(F34>0,\"Ny data\",IF(F34=\"\",\"\",0)),IF(E34=0,IF(F34=0,0,\"Ny data\"),(F34-E34)/E34))","v":""}]
["Ø 800 mm < Ledningsnet ≤ Ø 1000 mm","meter",75,0,null,null,{"$f":"IF(D35=\"\",IF(E35>0,\"Ny data\",IF(E35=\"\",\"\",0)),IF(D35=0,IF(E35=0,0,\"Ny data\"),(E35-D35)/D35))","v":0},{"$f":"IF(E35=\"\",IF(F35>0,\"Ny data\",IF(F35=\"\",\"\",0)),IF(E35=0,IF(F35=0,0,\"Ny data\"),(F35-E35)/E35))","v":""}]
["Ø 1000 mm < Ledningsnet ≤ Ø 1200 mm","meter",75,0,null,null,{"$f":"IF(D36=\"\",IF(E36>0,\"Ny data\",IF(E36=\"\",\"\",0)),IF(D36=0,IF(E36=0,0,\"Ny data\"),(E36-D36)/D36))","v":0},{"$f":"IF(E36=\"\",IF(F36>0,\"Ny data\",IF(F36=\"\",\"\",0)),IF(E36=0,IF(F36=0,0,\"Ny data\"),(F36-E36)/E36))","v":""}]
["Ø 1200 mm < Ledningsnet ≤ Ø 1600 mm","meter",75,0,null,null,{"$f":"IF(D37=\"\",IF(E37>0,\"Ny data\",IF(E37=\"\",\"\",0)),IF(D37=0,IF(E37=0,0,\"Ny data\"),(E37-D37)/D37))","v":0},{"$f":"IF(E37=\"\",IF(F37>0,\"Ny data\",IF(F37=\"\",\"\",0)),IF(E37=0,IF(F37=0,0,\"Ny data\"),(F37-E37)/E37))","v":""}]
["Ledningsnet > Ø 1600 mm (rørbassiner og transportledninger)","meter",75,0,null,null,{"$f":"IF(D38=\"\",IF(E38>0,\"Ny data\",IF(E38=\"\",\"\",0)),IF(D38=0,IF(E38=0,0,\"Ny data\"),(E38-D38)/D38))","v":0},{"$f":"IF(E38=\"\",IF(F38>0,\"Ny data\",IF(F38=\"\",\"\",0)),IF(E38=0,IF(F38=0,0,\"Ny data\"),(F38-E38)/E38))","v":""}]
["Strømpeforing ≤ Ø 200 mm","meter",50,0,null,null,{"$f":"IF(D39=\"\",IF(E39>0,\"Ny data\",IF(E39=\"\",\"\",0)),IF(D39=0,IF(E39=0,0,\"Ny data\"),(E39-D39)/D39))","v":0},{"$f":"IF(E39=\"\",IF(F39>0,\"Ny data\",IF(F39=\"\",\"\",0)),IF(E39=0,IF(F39=0,0,\"Ny data\"),(F39-E39)/E39))","v":""}]
["Strømpeforing Ø 200 mm < Ledningsnet ≤ Ø 500 mm","meter",50,0,null,null,{"$f":"IF(D40=\"\",IF(E40>0,\"Ny data\",IF(E40=\"\",\"\",0)),IF(D40=0,IF(E40=0,0,\"Ny data\"),(E40-D40)/D40))","v":0},{"$f":"IF(E40=\"\",IF(F40>0,\"Ny data\",IF(F40=\"\",\"\",0)),IF(E40=0,IF(F40=0,0,\"Ny data\"),(F40-E40)/E40))","v":""}]
["Strømpeforing Ø 500 mm < Ledningsnet ≤ Ø 800 mm","meter",50,0,null,null,{"$f":"IF(D41=\"\",IF(E41>0,\"Ny data\",IF(E41=\"\",\"\",0)),IF(D41=0,IF(E41=0,0,\"Ny data\"),(E41-D41)/D41))","v":0},{"$f":"IF(E41=\"\",IF(F41>0,\"Ny data\",IF(F41=\"\",\"\",0)),IF(E41=0,IF(F41=0,0,\"Ny data\"),(F41-E41)/E41))","v":""}]
["Strømpeforing Ø 800 mm < Ledningsnet ≤ Ø 1000 mm","meter",50,0,null,null,{"$f":"IF(D42=\"\",IF(E42>0,\"Ny data\",IF(E42=\"\",\"\",0)),IF(D42=0,IF(E42=0,0,\"Ny data\"),(E42-D42)/D42))","v":0},{"$f":"IF(E42=\"\",IF(F42>0,\"Ny data\",IF(F42=\"\",\"\",0)),IF(E42=0,IF(F42=0,0,\"Ny data\"),(F42-E42)/E42))","v":""}]
["Strømpeforing Ø 1000 mm < Ledningsnet ≤ Ø 1200 mm","meter",50,0,null,null,{"$f":"IF(D43=\"\",IF(E43>0,\"Ny data\",IF(E43=\"\",\"\",0)),IF(D43=0,IF(E43=0,0,\"Ny data\"),(E43-D43)/D43))","v":0},{"$f":"IF(E43=\"\",IF(F43>0,\"Ny data\",IF(F43=\"\",\"\",0)),IF(E43=0,IF(F43=0,0,\"Ny data\"),(F43-E43)/E43))","v":""}]
["Strømpeforing Ø 1200 mm < Ledningsnet ≤ Ø 1600 mm","meter",50,0,null,null,{"$f":"IF(D44=\"\",IF(E44>0,\"Ny data\",IF(E44=\"\",\"\",0)),IF(D44=0,IF(E44=0,0,\"Ny data\"),(E44-D44)/D44))","v":0},{"$f":"IF(E44=\"\",IF(F44>0,\"Ny data\",IF(F44=\"\",\"\",0)),IF(E44=0,IF(F44=0,0,\"Ny data\"),(F44-E44)/E44))","v":""}]
["Ledningsnet - Indre city",null,null,0,null,null,{"$f":"IF(D45=\"\",IF(E45>0,\"Ny data\",IF(E45=\"\",\"\",0)),IF(D45=0,IF(E45=0,0,\"Ny data\"),(E45-D45)/D45))","v":0},{"$f":"IF(E45=\"\",IF(F45>0,\"Ny data\",IF(F45=\"\",\"\",0)),IF(E45=0,IF(F45=0,0,\"Ny data\"),(F45-E45)/E45))","v":""}]
["Ledningsnet ≤ Ø 200 mm ","meter",75,0,null,null,{"$f":"IF(D46=\"\",IF(E46>0,\"Ny data\",IF(E46=\"\",\"\",0)),IF(D46=0,IF(E46=0,0,\"Ny data\"),(E46-D46)/D46))","v":0},{"$f":"IF(E46=\"\",IF(F46>0,\"Ny data\",IF(F46=\"\",\"\",0)),IF(E46=0,IF(F46=0,0,\"Ny data\"),(F46-E46)/E46))","v":""}]
["Ø 200 mm < Ledningsnet ≤ Ø 500 mm ","meter",75,0,null,null,{"$f":"IF(D47=\"\",IF(E47>0,\"Ny data\",IF(E47=\"\",\"\",0)),IF(D47=0,IF(E47=0,0,\"Ny data\"),(E47-D47)/D47))","v":0},{"$f":"IF(E47=\"\",IF(F47>0,\"Ny data\",IF(F47=\"\",\"\",0)),IF(E47=0,IF(F47=0,0,\"Ny data\"),(F47-E47)/E47))","v":""}]
["Ø 500 mm < Ledningsnet ≤ Ø 800 mm","meter",75,0,null,null,{"$f":"IF(D48=\"\",IF(E48>0,\"Ny data\",IF(E48=\"\",\"\",0)),IF(D48=0,IF(E48=0,0,\"Ny data\"),(E48-D48)/D48))","v":0},{"$f":"IF(E48=\"\",IF(F48>0,\"Ny data\",IF(F48=\"\",\"\",0)),IF(E48=0,IF(F48=0,0,\"Ny data\"),(F48-E48)/E48))","v":""}]
["Ø 800 mm < Ledningsnet ≤ Ø 1000 mm","meter",75,0,null,null,{"$f":"IF(D49=\"\",IF(E49>0,\"Ny data\",IF(E49=\"\",\"\",0)),IF(D49=0,IF(E49=0,0,\"Ny data\"),(E49-D49)/D49))","v":0},{"$f":"IF(E49=\"\",IF(F49>0,\"Ny data\",IF(F49=\"\",\"\",0)),IF(E49=0,IF(F49=0,0,\"Ny data\"),(F49-E49)/E49))","v":""}]
["Ø 1000 mm < Ledningsnet ≤ Ø 1200 mm","meter",75,0,null,null,{"$f":"IF(D50=\"\",IF(E50>0,\"Ny data\",IF(E50=\"\",\"\",0)),IF(D50=0,IF(E50=0,0,\"Ny data\"),(E50-D50)/D50))","v":0},{"$f":"IF(E50=\"\",IF(F50>0,\"Ny data\",IF(F50=\"\",\"\",0)),IF(E50=0,IF(F50=0,0,\"Ny data\"),(F50-E50)/E50))","v":""}]
["Ø 1200 mm < Ledningsnet ≤ Ø 1600 mm","meter",75,0,null,null,{"$f":"IF(D51=\"\",IF(E51>0,\"Ny data\",IF(E51=\"\",\"\",0)),IF(D51=0,IF(E51=0,0,\"Ny data\"),(E51-D51)/D51))","v":0},{"$f":"IF(E51=\"\",IF(F51>0,\"Ny data\",IF(F51=\"\",\"\",0)),IF(E51=0,IF(F51=0,0,\"Ny data\"),(F51-E51)/E51))","v":""}]
["Ledningsnet > Ø 1600 mm (rørbassiner og transportledninger)","meter",75,0,null,null,{"$f":"IF(D52=\"\",IF(E52>0,\"Ny data\",IF(E52=\"\",\"\",0)),IF(D52=0,IF(E52=0,0,\"Ny data\"),(E52-D52)/D52))","v":0},{"$f":"IF(E52=\"\",IF(F52>0,\"Ny data\",IF(F52=\"\",\"\",0)),IF(E52=0,IF(F52=0,0,\"Ny data\"),(F52-E52)/E52))","v":""}]
["Strømpeforing ≤ Ø 200 mm","meter",50,0,null,null,{"$f":"IF(D53=\"\",IF(E53>0,\"Ny data\",IF(E53=\"\",\"\",0)),IF(D53=0,IF(E53=0,0,\"Ny data\"),(E53-D53)/D53))","v":0},{"$f":"IF(E53=\"\",IF(F53>0,\"Ny data\",IF(F53=\"\",\"\",0)),IF(E53=0,IF(F53=0,0,\"Ny data\"),(F53-E53)/E53))","v":""}]
["Strømpeforing Ø 200 mm < Ledningsnet ≤ Ø 500 mm","meter",50,0,null,null,{"$f":"IF(D54=\"\",IF(E54>0,\"Ny data\",IF(E54=\"\",\"\",0)),IF(D54=0,IF(E54=0,0,\"Ny data\"),(E54-D54)/D54))","v":0},{"$f":"IF(E54=\"\",IF(F54>0,\"Ny data\",IF(F54=\"\",\"\",0)),IF(E54=0,IF(F54=0,0,\"Ny data\"),(F54-E54)/E54))","v":""}]
["Strømpeforing Ø 500 mm < Ledningsnet ≤ Ø 800 mm","meter",50,0,null,null,{"$f":"IF(D55=\"\",IF(E55>0,\"Ny data\",IF(E55=\"\",\"\",0)),IF(D55=0,IF(E55=0,0,\"Ny data\"),(E55-D55)/D55))","v":0},{"$f":"IF(E55=\"\",IF(F55>0,\"Ny data\",IF(F55=\"\",\"\",0)),IF(E55=0,IF(F55=0,0,\"Ny data\"),(F55-E55)/E55))","v":""}]
["Strømpeforing Ø 800 mm < Ledningsnet ≤ Ø 1000 mm","meter",50,0,null,null,{"$f":"IF(D56=\"\",IF(E56>0,\"Ny data\",IF(E56=\"\",\"\",0)),IF(D56=0,IF(E56=0,0,\"Ny data\"),(E56-D56)/D56))","v":0},{"$f":"IF(E56=\"\",IF(F56>0,\"Ny data\",IF(F56=\"\",\"\",0)),IF(E56=0,IF(F56=0,0,\"Ny data\"),(F56-E56)/E56))","v":""}]
["Strømpeforing Ø 1000 mm < Ledningsnet ≤ Ø 1200 mm","meter",50,0,null,null,{"$f":"IF(D57=\"\",IF(E57>0,\"Ny data\",IF(E57=\"\",\"\",0)),IF(D57=0,IF(E57=0,0,\"Ny data\"),(E57-D57)/D57))","v":0},{"$f":"IF(E57=\"\",IF(F57>0,\"Ny data\",IF(F57=\"\",\"\",0)),IF(E57=0,IF(F57=0,0,\"Ny data\"),(F57-E57)/E57))","v":""}]
["Strømpeforing Ø 1200 mm < Ledningsnet ≤ Ø 1600 mm","meter",50,0,null,null,{"$f":"IF(D58=\"\",IF(E58>0,\"Ny data\",IF(E58=\"\",\"\",0)),IF(D58=0,IF(E58=0,0,\"Ny data\"),(E58-D58)/D58))","v":0},{"$f":"IF(E58=\"\",IF(F58>0,\"Ny data\",IF(F58=\"\",\"\",0)),IF(E58=0,IF(F58=0,0,\"Ny data\"),(F58-E58)/E58))","v":""}]
["Brønde og stik, ledningsnet - Land",null,null,null,null,null,{"$f":"IF(D59=\"\",IF(E59>0,\"Ny data\",IF(E59=\"\",\"\",0)),IF(D59=0,IF(E59=0,0,\"Ny data\"),(E59-D59)/D59))","v":""},{"$f":"IF(E59=\"\",IF(F59>0,\"Ny data\",IF(F59=\"\",\"\",0)),IF(E59=0,IF(F59=0,0,\"Ny data\"),(F59-E59)/E59))","v":""}]
["Brønde","stk.",75,35,null,null,{"$f":"IF(D60=\"\",IF(E60>0,\"Ny data\",IF(E60=\"\",\"\",0)),IF(D60=0,IF(E60=0,0,\"Ny data\"),(E60-D60)/D60))","v":-1},{"$f":"IF(E60=\"\",IF(F60>0,\"Ny data\",IF(F60=\"\",\"\",0)),IF(E60=0,IF(F60=0,0,\"Ny data\"),(F60-E60)/E60))","v":""}]
["Stik","stk.",75,0,null,null,{"$f":"IF(D61=\"\",IF(E61>0,\"Ny data\",IF(E61=\"\",\"\",0)),IF(D61=0,IF(E61=0,0,\"Ny data\"),(E61-D61)/D61))","v":0},{"$f":"IF(E61=\"\",IF(F61>0,\"Ny data\",IF(F61=\"\",\"\",0)),IF(E61=0,IF(F61=0,0,\"Ny data\"),(F61-E61)/E61))","v":""}]
["Brønde og stik, ledningsnet - By",null,null,0,null,null,{"$f":"IF(D62=\"\",IF(E62>0,\"Ny data\",IF(E62=\"\",\"\",0)),IF(D62=0,IF(E62=0,0,\"Ny data\"),(E62-D62)/D62))","v":0},{"$f":"IF(E62=\"\",IF(F62>0,\"Ny data\",IF(F62=\"\",\"\",0)),IF(E62=0,IF(F62=0,0,\"Ny data\"),(F62-E62)/E62))","v":""}]
["Brønde","stk.",75,25,null,null,{"$f":"IF(D63=\"\",IF(E63>0,\"Ny data\",IF(E63=\"\",\"\",0)),IF(D63=0,IF(E63=0,0,\"Ny data\"),(E63-D63)/D63))","v":-1},{"$f":"IF(E63=\"\",IF(F63>0,\"Ny data\",IF(F63=\"\",\"\",0)),IF(E63=0,IF(F63=0,0,\"Ny data\"),(F63-E63)/E63))","v":""}]
["Stik","stk.",75,0,null,null,{"$f":"IF(D64=\"\",IF(E64>0,\"Ny data\",IF(E64=\"\",\"\",0)),IF(D64=0,IF(E64=0,0,\"Ny data\"),(E64-D64)/D64))","v":0},{"$f":"IF(E64=\"\",IF(F64>0,\"Ny data\",IF(F64=\"\",\"\",0)),IF(E64=0,IF(F64=0,0,\"Ny data\"),(F64-E64)/E64))","v":""}]
["Brønde og stik, ledningsnet - City",null,null,0,null,null,{"$f":"IF(D65=\"\",IF(E65>0,\"Ny data\",IF(E65=\"\",\"\",0)),IF(D65=0,IF(E65=0,0,\"Ny data\"),(E65-D65)/D65))","v":0},{"$f":"IF(E65=\"\",IF(F65>0,\"Ny data\",IF(F65=\"\",\"\",0)),IF(E65=0,IF(F65=0,0,\"Ny data\"),(F65-E65)/E65))","v":""}]
["Brønde","stk.",75,0,null,null,{"$f":"IF(D66=\"\",IF(E66>0,\"Ny data\",IF(E66=\"\",\"\",0)),IF(D66=0,IF(E66=0,0,\"Ny data\"),(E66-D66)/D66))","v":0},{"$f":"IF(E66=\"\",IF(F66>0,\"Ny data\",IF(F66=\"\",\"\",0)),IF(E66=0,IF(F66=0,0,\"Ny data\"),(F66-E66)/E66))","v":""}]
["Stik","stk.",75,0,null,null,{"$f":"IF(D67=\"\",IF(E67>0,\"Ny data\",IF(E67=\"\",\"\",0)),IF(D67=0,IF(E67=0,0,\"Ny data\"),(E67-D67)/D67))","v":0},{"$f":"IF(E67=\"\",IF(F67>0,\"Ny data\",IF(F67=\"\",\"\",0)),IF(E67=0,IF(F67=0,0,\"Ny data\"),(F67-E67)/E67))","v":""}]
["Brønde og stik, ledningsnet - Indre city",null,null,0,null,null,{"$f":"IF(D68=\"\",IF(E68>0,\"Ny data\",IF(E68=\"\",\"\",0)),IF(D68=0,IF(E68=0,0,\"Ny data\"),(E68-D68)/D68))","v":0},{"$f":"IF(E68=\"\",IF(F68>0,\"Ny data\",IF(F68=\"\",\"\",0)),IF(E68=0,IF(F68=0,0,\"Ny data\"),(F68-E68)/E68))","v":""}]
["Brønde","stk.",75,0,null,null,{"$f":"IF(D69=\"\",IF(E69>0,\"Ny data\",IF(E69=\"\",\"\",0)),IF(D69=0,IF(E69=0,0,\"Ny data\"),(E69-D69)/D69))","v":0},{"$f":"IF(E69=\"\",IF(F69>0,\"Ny data\",IF(F69=\"\",\"\",0)),IF(E69=0,IF(F69=0,0,\"Ny data\"),(F69-E69)/E69))","v":""}]
["Stik","stk.",75,0,null,null,{"$f":"IF(D70=\"\",IF(E70>0,\"Ny data\",IF(E70=\"\",\"\",0)),IF(D70=0,IF(E70=0,0,\"Ny data\"),(E70-D70)/D70))","v":0},{"$f":"IF(E70=\"\",IF(F70>0,\"Ny data\",IF(F70=\"\",\"\",0)),IF(E70=0,IF(F70=0,0,\"Ny data\"),(F70-E70)/E70))","v":""}]
["Små pumpestationer (<100 l/s) inkl. SRO-anlæg - Land",null,null,null,null,null,{"$f":"IF(D71=\"\",IF(E71>0,\"Ny data\",IF(E71=\"\",\"\",0)),IF(D71=0,IF(E71=0,0,\"Ny data\"),(E71-D71)/D71))","v":""},{"$f":"IF(E71=\"\",IF(F71>0,\"Ny data\",IF(F71=\"\",\"\",0)),IF(E71=0,IF(F71=0,0,\"Ny data\"),(F71-E71)/E71))","v":""}]
["Tryksatte minipumpestationer (husstandssystemer)","stk.",30,0,null,null,{"$f":"IF(D72=\"\",IF(E72>0,\"Ny data\",IF(E72=\"\",\"\",0)),IF(D72=0,IF(E72=0,0,\"Ny data\"),(E72-D72)/D72))","v":0},{"$f":"IF(E72=\"\",IF(F72>0,\"Ny data\",IF(F72=\"\",\"\",0)),IF(E72=0,IF(F72=0,0,\"Ny data\"),(F72-E72)/E72))","v":""}]
["Pumpestationer i brønde (< 6,25 m2), Konstruktioner","stk.",50,0,null,null,{"$f":"IF(D73=\"\",IF(E73>0,\"Ny data\",IF(E73=\"\",\"\",0)),IF(D73=0,IF(E73=0,0,\"Ny data\"),(E73-D73)/D73))","v":0},{"$f":"IF(E73=\"\",IF(F73>0,\"Ny data\",IF(F73=\"\",\"\",0)),IF(E73=0,IF(F73=0,0,\"Ny data\"),(F73-E73)/E73))","v":""}]
["Pumpestationer i brønde (< 6,25 m2), Mek/EL","stk.",20,0,null,null,{"$f":"IF(D74=\"\",IF(E74>0,\"Ny data\",IF(E74=\"\",\"\",0)),IF(D74=0,IF(E74=0,0,\"Ny data\"),(E74-D74)/D74))","v":0},{"$f":"IF(E74=\"\",IF(F74>0,\"Ny data\",IF(F74=\"\",\"\",0)),IF(E74=0,IF(F74=0,0,\"Ny data\"),(F74-E74)/E74))","v":""}]
["Pumpestationer i brønde (< 6,25 m2), SRO","stk.",10,0,null,null,{"$f":"IF(D75=\"\",IF(E75>0,\"Ny data\",IF(E75=\"\",\"\",0)),IF(D75=0,IF(E75=0,0,\"Ny data\"),(E75-D75)/D75))","v":0},{"$f":"IF(E75=\"\",IF(F75>0,\"Ny data\",IF(F75=\"\",\"\",0)),IF(E75=0,IF(F75=0,0,\"Ny data\"),(F75-E75)/E75))","v":""}]
["Pumpestationer m. overbygning (< 20 m2), Konstruktioner","stk.",50,0,null,null,{"$f":"IF(D76=\"\",IF(E76>0,\"Ny data\",IF(E76=\"\",\"\",0)),IF(D76=0,IF(E76=0,0,\"Ny data\"),(E76-D76)/D76))","v":0},{"$f":"IF(E76=\"\",IF(F76>0,\"Ny data\",IF(F76=\"\",\"\",0)),IF(E76=0,IF(F76=0,0,\"Ny data\"),(F76-E76)/E76))","v":""}]
["Pumpestationer m. overbygning (< 20 m2), Mek/EL","stk.",20,0,null,null,{"$f":"IF(D77=\"\",IF(E77>0,\"Ny data\",IF(E77=\"\",\"\",0)),IF(D77=0,IF(E77=0,0,\"Ny data\"),(E77-D77)/D77))","v":0},{"$f":"IF(E77=\"\",IF(F77>0,\"Ny data\",IF(F77=\"\",\"\",0)),IF(E77=0,IF(F77=0,0,\"Ny data\"),(F77-E77)/E77))","v":""}]
["Pumpestationer m. overbygning (< 20 m2), SRO","stk.",10,0,null,null,{"$f":"IF(D78=\"\",IF(E78>0,\"Ny data\",IF(E78=\"\",\"\",0)),IF(D78=0,IF(E78=0,0,\"Ny data\"),(E78-D78)/D78))","v":0},{"$f":"IF(E78=\"\",IF(F78>0,\"Ny data\",IF(F78=\"\",\"\",0)),IF(E78=0,IF(F78=0,0,\"Ny data\"),(F78-E78)/E78))","v":""}]
["Pumpestationer i underjordiske bygværker (<50 m2), Konstruktioner","stk.",50,0,null,null,{"$f":"IF(D79=\"\",IF(E79>0,\"Ny data\",IF(E79=\"\",\"\",0)),IF(D79=0,IF(E79=0,0,\"Ny data\"),(E79-D79)/D79))","v":0},{"$f":"IF(E79=\"\",IF(F79>0,\"Ny data\",IF(F79=\"\",\"\",0)),IF(E79=0,IF(F79=0,0,\"Ny data\"),(F79-E79)/E79))","v":""}]
["Pumpestationer i underjordiske bygværker (<50 m2), Mek/El","stk.",20,0,null,null,{"$f":"IF(D80=\"\",IF(E80>0,\"Ny data\",IF(E80=\"\",\"\",0)),IF(D80=0,IF(E80=0,0,\"Ny data\"),(E80-D80)/D80))","v":0},{"$f":"IF(E80=\"\",IF(F80>0,\"Ny data\",IF(F80=\"\",\"\",0)),IF(E80=0,IF(F80=0,0,\"Ny data\"),(F80-E80)/E80))","v":""}]
["Pumpestationer i underjordiske bygværker (<50 m2), SRO","stk.",10,0,null,null,{"$f":"IF(D81=\"\",IF(E81>0,\"Ny data\",IF(E81=\"\",\"\",0)),IF(D81=0,IF(E81=0,0,\"Ny data\"),(E81-D81)/D81))","v":0},{"$f":"IF(E81=\"\",IF(F81>0,\"Ny data\",IF(F81=\"\",\"\",0)),IF(E81=0,IF(F81=0,0,\"Ny data\"),(F81-E81)/E81))","v":""}]
["Små pumpestationer (<100 l/s) inkl. SRO-anlæg - By",null,null,0,null,null,{"$f":"IF(D82=\"\",IF(E82>0,\"Ny data\",IF(E82=\"\",\"\",0)),IF(D82=0,IF(E82=0,0,\"Ny data\"),(E82-D82)/D82))","v":0},{"$f":"IF(E82=\"\",IF(F82>0,\"Ny data\",IF(F82=\"\",\"\",0)),IF(E82=0,IF(F82=0,0,\"Ny data\"),(F82-E82)/E82))","v":""}]
["Tryksatte minipumpestationer (husstandssystemer)","stk.",30,0,null,null,{"$f":"IF(D83=\"\",IF(E83>0,\"Ny data\",IF(E83=\"\",\"\",0)),IF(D83=0,IF(E83=0,0,\"Ny data\"),(E83-D83)/D83))","v":0},{"$f":"IF(E83=\"\",IF(F83>0,\"Ny data\",IF(F83=\"\",\"\",0)),IF(E83=0,IF(F83=0,0,\"Ny data\"),(F83-E83)/E83))","v":""}]
["Pumpestationer i brønde (< 6,25 m2), Konstruktioner","stk.",50,0,null,null,{"$f":"IF(D84=\"\",IF(E84>0,\"Ny data\",IF(E84=\"\",\"\",0)),IF(D84=0,IF(E84=0,0,\"Ny data\"),(E84-D84)/D84))","v":0},{"$f":"IF(E84=\"\",IF(F84>0,\"Ny data\",IF(F84=\"\",\"\",0)),IF(E84=0,IF(F84=0,0,\"Ny data\"),(F84-E84)/E84))","v":""}]
["Pumpestationer i brønde (< 6,25 m2), Mek/EL","stk.",20,0,null,null,{"$f":"IF(D85=\"\",IF(E85>0,\"Ny data\",IF(E85=\"\",\"\",0)),IF(D85=0,IF(E85=0,0,\"Ny data\"),(E85-D85)/D85))","v":0},{"$f":"IF(E85=\"\",IF(F85>0,\"Ny data\",IF(F85=\"\",\"\",0)),IF(E85=0,IF(F85=0,0,\"Ny data\"),(F85-E85)/E85))","v":""}]
["Pumpestationer i brønde (< 6,25 m2), SRO","stk.",10,0,null,null,{"$f":"IF(D86=\"\",IF(E86>0,\"Ny data\",IF(E86=\"\",\"\",0)),IF(D86=0,IF(E86=0,0,\"Ny data\"),(E86-D86)/D86))","v":0},{"$f":"IF(E86=\"\",IF(F86>0,\"Ny data\",IF(F86=\"\",\"\",0)),IF(E86=0,IF(F86=0,0,\"Ny data\"),(F86-E86)/E86))","v":""}]
["Pumpestationer m. overbygning (< 20 m2), Konstruktioner","stk.",50,0,null,null,{"$f":"IF(D87=\"\",IF(E87>0,\"Ny data\",IF(E87=\"\",\"\",0)),IF(D87=0,IF(E87=0,0,\"Ny data\"),(E87-D87)/D87))","v":0},{"$f":"IF(E87=\"\",IF(F87>0,\"Ny data\",IF(F87=\"\",\"\",0)),IF(E87=0,IF(F87=0,0,\"Ny data\"),(F87-E87)/E87))","v":""}]
["Pumpestationer m. overbygning (< 20 m2), Mek/EL","stk.",20,0,null,null,{"$f":"IF(D88=\"\",IF(E88>0,\"Ny data\",IF(E88=\"\",\"\",0)),IF(D88=0,IF(E88=0,0,\"Ny data\"),(E88-D88)/D88))","v":0},{"$f":"IF(E88=\"\",IF(F88>0,\"Ny data\",IF(F88=\"\",\"\",0)),IF(E88=0,IF(F88=0,0,\"Ny data\"),(F88-E88)/E88))","v":""}]
["Pumpestationer m. overbygning (< 20 m2), SRO","stk.",10,0,null,null,{"$f":"IF(D89=\"\",IF(E89>0,\"Ny data\",IF(E89=\"\",\"\",0)),IF(D89=0,IF(E89=0,0,\"Ny data\"),(E89-D89)/D89))","v":0},{"$f":"IF(E89=\"\",IF(F89>0,\"Ny data\",IF(F89=\"\",\"\",0)),IF(E89=0,IF(F89=0,0,\"Ny data\"),(F89-E89)/E89))","v":""}]
["Pumpestationer i underjordiske bygværker (<50 m2), Konstruktioner","stk.",50,0,null,null,{"$f":"IF(D90=\"\",IF(E90>0,\"Ny data\",IF(E90=\"\",\"\",0)),IF(D90=0,IF(E90=0,0,\"Ny data\"),(E90-D90)/D90))","v":0},{"$f":"IF(E90=\"\",IF(F90>0,\"Ny data\",IF(F90=\"\",\"\",0)),IF(E90=0,IF(F90=0,0,\"Ny data\"),(F90-E90)/E90))","v":""}]
["Pumpestationer i underjordiske bygværker (<50 m2), Mek/El","stk.",20,0,null,null,{"$f":"IF(D91=\"\",IF(E91>0,\"Ny data\",IF(E91=\"\",\"\",0)),IF(D91=0,IF(E91=0,0,\"Ny data\"),(E91-D91)/D91))","v":0},{"$f":"IF(E91=\"\",IF(F91>0,\"Ny data\",IF(F91=\"\",\"\",0)),IF(E91=0,IF(F91=0,0,\"Ny data\"),(F91-E91)/E91))","v":""}]
["Pumpestationer i underjordiske bygværker (<50 m2), SRO","stk.",10,0,null,null,{"$f":"IF(D92=\"\",IF(E92>0,\"Ny data\",IF(E92=\"\",\"\",0)),IF(D92=0,IF(E92=0,0,\"Ny data\"),(E92-D92)/D92))","v":0},{"$f":"IF(E92=\"\",IF(F92>0,\"Ny data\",IF(F92=\"\",\"\",0)),IF(E92=0,IF(F92=0,0,\"Ny data\"),(F92-E92)/E92))","v":""}]
["Små pumpestationer (<100 l/s) inkl. SRO-anlæg - City",null,null,0,null,null,{"$f":"IF(D93=\"\",IF(E93>0,\"Ny data\",IF(E93=\"\",\"\",0)),IF(D93=0,IF(E93=0,0,\"Ny data\"),(E93-D93)/D93))","v":0},{"$f":"IF(E93=\"\",IF(F93>0,\"Ny data\",IF(F93=\"\",\"\",0)),IF(E93=0,IF(F93=0,0,\"Ny data\"),(F93-E93)/E93))","v":""}]
["Tryksatte minipumpestationer (husstandssystemer)","stk.",30,0,null,null,{"$f":"IF(D94=\"\",IF(E94>0,\"Ny data\",IF(E94=\"\",\"\",0)),IF(D94=0,IF(E94=0,0,\"Ny data\"),(E94-D94)/D94))","v":0},{"$f":"IF(E94=\"\",IF(F94>0,\"Ny data\",IF(F94=\"\",\"\",0)),IF(E94=0,IF(F94=0,0,\"Ny data\"),(F94-E94)/E94))","v":""}]
["Pumpestationer i brønde (< 6,25 m2), Konstruktioner","stk.",50,0,null,null,{"$f":"IF(D95=\"\",IF(E95>0,\"Ny data\",IF(E95=\"\",\"\",0)),IF(D95=0,IF(E95=0,0,\"Ny data\"),(E95-D95)/D95))","v":0},{"$f":"IF(E95=\"\",IF(F95>0,\"Ny data\",IF(F95=\"\",\"\",0)),IF(E95=0,IF(F95=0,0,\"Ny data\"),(F95-E95)/E95))","v":""}]
["Pumpestationer i brønde (< 6,25 m2), Mek/EL","stk.",20,0,null,null,{"$f":"IF(D96=\"\",IF(E96>0,\"Ny data\",IF(E96=\"\",\"\",0)),IF(D96=0,IF(E96=0,0,\"Ny data\"),(E96-D96)/D96))","v":0},{"$f":"IF(E96=\"\",IF(F96>0,\"Ny data\",IF(F96=\"\",\"\",0)),IF(E96=0,IF(F96=0,0,\"Ny data\"),(F96-E96)/E96))","v":""}]
["Pumpestationer i brønde (< 6,25 m2), SRO","stk.",10,0,null,null,{"$f":"IF(D97=\"\",IF(E97>0,\"Ny data\",IF(E97=\"\",\"\",0)),IF(D97=0,IF(E97=0,0,\"Ny data\"),(E97-D97)/D97))","v":0},{"$f":"IF(E97=\"\",IF(F97>0,\"Ny data\",IF(F97=\"\",\"\",0)),IF(E97=0,IF(F97=0,0,\"Ny data\"),(F97-E97)/E97))","v":""}]
["Pumpestationer m. overbygning (< 20 m2), Konstruktioner","stk.",50,0,null,null,{"$f":"IF(D98=\"\",IF(E98>0,\"Ny data\",IF(E98=\"\",\"\",0)),IF(D98=0,IF(E98=0,0,\"Ny data\"),(E98-D98)/D98))","v":0},{"$f":"IF(E98=\"\",IF(F98>0,\"Ny data\",IF(F98=\"\",\"\",0)),IF(E98=0,IF(F98=0,0,\"Ny data\"),(F98-E98)/E98))","v":""}]
["Pumpestationer m. overbygning (< 20 m2), Mek/EL","stk.",20,0,null,null,{"$f":"IF(D99=\"\",IF(E99>0,\"Ny data\",IF(E99=\"\",\"\",0)),IF(D99=0,IF(E99=0,0,\"Ny data\"),(E99-D99)/D99))","v":0},{"$f":"IF(E99=\"\",IF(F99>0,\"Ny data\",IF(F99=\"\",\"\",0)),IF(E99=0,IF(F99=0,0,\"Ny data\"),(F99-E99)/E99))","v":""}]
["Pumpestationer m. overbygning (< 20 m2), SRO","stk.",10,0,null,null,{"$f":"IF(D100=\"\",IF(E100>0,\"Ny data\",IF(E100=\"\",\"\",0)),IF(D100=0,IF(E100=0,0,\"Ny data\"),(E100-D100)/D100))","v":0},{"$f":"IF(E100=\"\",IF(F100>0,\"Ny data\",IF(F100=\"\",\"\",0)),IF(E100=0,IF(F100=0,0,\"Ny data\"),(F100-E100)/E100))","v":""}]
["Pumpestationer i underjordiske bygværker (<50 m2), Konstruktioner","stk.",50,0,null,null,{"$f":"IF(D101=\"\",IF(E101>0,\"Ny data\",IF(E101=\"\",\"\",0)),IF(D101=0,IF(E101=0,0,\"Ny data\"),(E101-D101)/D101))","v":0},{"$f":"IF(E101=\"\",IF(F101>0,\"Ny data\",IF(F101=\"\",\"\",0)),IF(E101=0,IF(F101=0,0,\"Ny data\"),(F101-E101)/E101))","v":""}]
["Pumpestationer i underjordiske bygværker (<50 m2), Mek/El","stk.",20,0,null,null,{"$f":"IF(D102=\"\",IF(E102>0,\"Ny data\",IF(E102=\"\",\"\",0)),IF(D102=0,IF(E102=0,0,\"Ny data\"),(E102-D102)/D102))","v":0},{"$f":"IF(E102=\"\",IF(F102>0,\"Ny data\",IF(F102=\"\",\"\",0)),IF(E102=0,IF(F102=0,0,\"Ny data\"),(F102-E102)/E102))","v":""}]
["Pumpestationer i underjordiske bygværker (<50 m2), SRO","stk.",10,0,null,null,{"$f":"IF(D103=\"\",IF(E103>0,\"Ny data\",IF(E103=\"\",\"\",0)),IF(D103=0,IF(E103=0,0,\"Ny data\"),(E103-D103)/D103))","v":0},{"$f":"IF(E103=\"\",IF(F103>0,\"Ny data\",IF(F103=\"\",\"\",0)),IF(E103=0,IF(F103=0,0,\"Ny data\"),(F103-E103)/E103))","v":""}]
["Små pumpestationer (<100 l/s) inkl. SRO-anlæg - Indre city",null,null,0,null,null,{"$f":"IF(D104=\"\",IF(E104>0,\"Ny data\",IF(E104=\"\",\"\",0)),IF(D104=0,IF(E104=0,0,\"Ny data\"),(E104-D104)/D104))","v":0},{"$f":"IF(E104=\"\",IF(F104>0,\"Ny data\",IF(F104=\"\",\"\",0)),IF(E104=0,IF(F104=0,0,\"Ny data\"),(F104-E104)/E104))","v":""}]
["Tryksatte minipumpestationer (husstandssystemer)","stk.",30,0,null,null,{"$f":"IF(D105=\"\",IF(E105>0,\"Ny data\",IF(E105=\"\",\"\",0)),IF(D105=0,IF(E105=0,0,\"Ny data\"),(E105-D105)/D105))","v":0},{"$f":"IF(E105=\"\",IF(F105>0,\"Ny data\",IF(F105=\"\",\"\",0)),IF(E105=0,IF(F105=0,0,\"Ny data\"),(F105-E105)/E105))","v":""}]
["Pumpestationer i brønde (< 6,25 m2), Konstruktioner","stk.",50,0,null,null,{"$f":"IF(D106=\"\",IF(E106>0,\"Ny data\",IF(E106=\"\",\"\",0)),IF(D106=0,IF(E106=0,0,\"Ny data\"),(E106-D106)/D106))","v":0},{"$f":"IF(E106=\"\",IF(F106>0,\"Ny data\",IF(F106=\"\",\"\",0)),IF(E106=0,IF(F106=0,0,\"Ny data\"),(F106-E106)/E106))","v":""}]
["Pumpestationer i brønde (< 6,25 m2), Mek/EL","stk.",20,0,null,null,{"$f":"IF(D107=\"\",IF(E107>0,\"Ny data\",IF(E107=\"\",\"\",0)),IF(D107=0,IF(E107=0,0,\"Ny data\"),(E107-D107)/D107))","v":0},{"$f":"IF(E107=\"\",IF(F107>0,\"Ny data\",IF(F107=\"\",\"\",0)),IF(E107=0,IF(F107=0,0,\"Ny data\"),(F107-E107)/E107))","v":""}]
["Pumpestationer i brønde (< 6,25 m2), SRO","stk.",10,0,null,null,{"$f":"IF(D108=\"\",IF(E108>0,\"Ny data\",IF(E108=\"\",\"\",0)),IF(D108=0,IF(E108=0,0,\"Ny data\"),(E108-D108)/D108))","v":0},{"$f":"IF(E108=\"\",IF(F108>0,\"Ny data\",IF(F108=\"\",\"\",0)),IF(E108=0,IF(F108=0,0,\"Ny data\"),(F108-E108)/E108))","v":""}]
["Pumpestationer m. overbygning (< 20 m2), Konstruktioner","stk.",50,0,null,null,{"$f":"IF(D109=\"\",IF(E109>0,\"Ny data\",IF(E109=\"\",\"\",0)),IF(D109=0,IF(E109=0,0,\"Ny data\"),(E109-D109)/D109))","v":0},{"$f":"IF(E109=\"\",IF(F109>0,\"Ny data\",IF(F109=\"\",\"\",0)),IF(E109=0,IF(F109=0,0,\"Ny data\"),(F109-E109)/E109))","v":""}]
["Pumpestationer m. overbygning (< 20 m2), Mek/EL","stk.",20,0,null,null,{"$f":"IF(D110=\"\",IF(E110>0,\"Ny data\",IF(E110=\"\",\"\",0)),IF(D110=0,IF(E110=0,0,\"Ny data\"),(E110-D110)/D110))","v":0},{"$f":"IF(E110=\"\",IF(F110>0,\"Ny data\",IF(F110=\"\",\"\",0)),IF(E110=0,IF(F110=0,0,\"Ny data\"),(F110-E110)/E110))","v":""}]
["Pumpestationer m. overbygning (< 20 m2), SRO","stk.",10,0,null,null,{"$f":"IF(D111=\"\",IF(E111>0,\"Ny data\",IF(E111=\"\",\"\",0)),IF(D111=0,IF(E111=0,0,\"Ny data\"),(E111-D111)/D111))","v":0},{"$f":"IF(E111=\"\",IF(F111>0,\"Ny data\",IF(F111=\"\",\"\",0)),IF(E111=0,IF(F111=0,0,\"Ny data\"),(F111-E111)/E111))","v":""}]
["Pumpestationer i underjordiske bygværker (<50 m2), Konstruktioner","stk.",50,0,null,null,{"$f":"IF(D112=\"\",IF(E112>0,\"Ny data\",IF(E112=\"\",\"\",0)),IF(D112=0,IF(E112=0,0,\"Ny data\"),(E112-D112)/D112))","v":0},{"$f":"IF(E112=\"\",IF(F112>0,\"Ny data\",IF(F112=\"\",\"\",0)),IF(E112=0,IF(F112=0,0,\"Ny data\"),(F112-E112)/E112))","v":""}]
["Pumpestationer i underjordiske bygværker (<50 m2), Mek/El","stk.",20,0,null,null,{"$f":"IF(D113=\"\",IF(E113>0,\"Ny data\",IF(E113=\"\",\"\",0)),IF(D113=0,IF(E113=0,0,\"Ny data\"),(E113-D113)/D113))","v":0},{"$f":"IF(E113=\"\",IF(F113>0,\"Ny data\",IF(F113=\"\",\"\",0)),IF(E113=0,IF(F113=0,0,\"Ny data\"),(F113-E113)/E113))","v":""}]
["Pumpestationer i underjordiske bygværker (<50 m2), SRO","stk.",10,0,null,null,{"$f":"IF(D114=\"\",IF(E114>0,\"Ny data\",IF(E114=\"\",\"\",0)),IF(D114=0,IF(E114=0,0,\"Ny data\"),(E114-D114)/D114))","v":0},{"$f":"IF(E114=\"\",IF(F114>0,\"Ny data\",IF(F114=\"\",\"\",0)),IF(E114=0,IF(F114=0,0,\"Ny data\"),(F114-E114)/E114))","v":""}]
["Store pumpestationer: inkl. SRO-anlæg - Land",null,null,null,null,null,{"$f":"IF(D115=\"\",IF(E115>0,\"Ny data\",IF(E115=\"\",\"\",0)),IF(D115=0,IF(E115=0,0,\"Ny data\"),(E115-D115)/D115))","v":""},{"$f":"IF(E115=\"\",IF(F115>0,\"Ny data\",IF(F115=\"\",\"\",0)),IF(E115=0,IF(F115=0,0,\"Ny data\"),(F115-E115)/E115))","v":""}]
["Kælder","m2",75,0,null,null,{"$f":"IF(D116=\"\",IF(E116>0,\"Ny data\",IF(E116=\"\",\"\",0)),IF(D116=0,IF(E116=0,0,\"Ny data\"),(E116-D116)/D116))","v":0},{"$f":"IF(E116=\"\",IF(F116>0,\"Ny data\",IF(F116=\"\",\"\",0)),IF(E116=0,IF(F116=0,0,\"Ny data\"),(F116-E116)/E116))","v":""}]
["Pumpeinstallation Miljøklasse A (100-300 l/s) - Mek/EL","stk.",20,0,null,null,{"$f":"IF(D117=\"\",IF(E117>0,\"Ny data\",IF(E117=\"\",\"\",0)),IF(D117=0,IF(E117=0,0,\"Ny data\"),(E117-D117)/D117))","v":0},{"$f":"IF(E117=\"\",IF(F117>0,\"Ny data\",IF(F117=\"\",\"\",0)),IF(E117=0,IF(F117=0,0,\"Ny data\"),(F117-E117)/E117))","v":""}]
["Pumpeinstallation Miljøklasse A (100-300 l/s) - SRO","stk.",10,0,null,null,{"$f":"IF(D118=\"\",IF(E118>0,\"Ny data\",IF(E118=\"\",\"\",0)),IF(D118=0,IF(E118=0,0,\"Ny data\"),(E118-D118)/D118))","v":0},{"$f":"IF(E118=\"\",IF(F118>0,\"Ny data\",IF(F118=\"\",\"\",0)),IF(E118=0,IF(F118=0,0,\"Ny data\"),(F118-E118)/E118))","v":""}]
["Pumpeinstallation Miljøklasse A (300-600 l/s) - Mek/EL","stk.",20,0,null,null,{"$f":"IF(D119=\"\",IF(E119>0,\"Ny data\",IF(E119=\"\",\"\",0)),IF(D119=0,IF(E119=0,0,\"Ny data\"),(E119-D119)/D119))","v":0},{"$f":"IF(E119=\"\",IF(F119>0,\"Ny data\",IF(F119=\"\",\"\",0)),IF(E119=0,IF(F119=0,0,\"Ny data\"),(F119-E119)/E119))","v":""}]
["Pumpeinstallation Miljøklasse A (300-600 l/s) - SRO","stk.",10,0,null,null,{"$f":"IF(D120=\"\",IF(E120>0,\"Ny data\",IF(E120=\"\",\"\",0)),IF(D120=0,IF(E120=0,0,\"Ny data\"),(E120-D120)/D120))","v":0},{"$f":"IF(E120=\"\",IF(F120>0,\"Ny data\",IF(F120=\"\",\"\",0)),IF(E120=0,IF(F120=0,0,\"Ny data\"),(F120-E120)/E120))","v":""}]
["Pumpeinstallation Miljøklasse A (600-1.000 l/s) - Mek/EL","stk.",20,0,null,null,{"$f":"IF(D121=\"\",IF(E121>0,\"Ny data\",IF(E121=\"\",\"\",0)),IF(D121=0,IF(E121=0,0,\"Ny data\"),(E121-D121)/D121))","v":0},{"$f":"IF(E121=\"\",IF(F121>0,\"Ny data\",IF(F121=\"\",\"\",0)),IF(E121=0,IF(F121=0,0,\"Ny data\"),(F121-E121)/E121))","v":""}]
["Pumpeinstallation Miljøklasse A (600-1.000 l/s) - SRO","stk.",10,0,null,null,{"$f":"IF(D122=\"\",IF(E122>0,\"Ny data\",IF(E122=\"\",\"\",0)),IF(D122=0,IF(E122=0,0,\"Ny data\"),(E122-D122)/D122))","v":0},{"$f":"IF(E122=\"\",IF(F122>0,\"Ny data\",IF(F122=\"\",\"\",0)),IF(E122=0,IF(F122=0,0,\"Ny data\"),(F122-E122)/E122))","v":""}]
["Pumpeinstallation Miljøklasse A (1.000-1.500 l/s) - Mek/EL","stk.",20,0,null,null,{"$f":"IF(D123=\"\",IF(E123>0,\"Ny data\",IF(E123=\"\",\"\",0)),IF(D123=0,IF(E123=0,0,\"Ny data\"),(E123-D123)/D123))","v":0},{"$f":"IF(E123=\"\",IF(F123>0,\"Ny data\",IF(F123=\"\",\"\",0)),IF(E123=0,IF(F123=0,0,\"Ny data\"),(F123-E123)/E123))","v":""}]
["Pumpeinstallation Miljøklasse A (1.000-1.500 l/s) - SRO","stk.",10,0,null,null,{"$f":"IF(D124=\"\",IF(E124>0,\"Ny data\",IF(E124=\"\",\"\",0)),IF(D124=0,IF(E124=0,0,\"Ny data\"),(E124-D124)/D124))","v":0},{"$f":"IF(E124=\"\",IF(F124>0,\"Ny data\",IF(F124=\"\",\"\",0)),IF(E124=0,IF(F124=0,0,\"Ny data\"),(F124-E124)/E124))","v":""}]
["Pumpeinstallation Miljøklasse B (100-300 l/s) - Mek/EL","stk.",20,0,null,null,{"$f":"IF(D125=\"\",IF(E125>0,\"Ny data\",IF(E125=\"\",\"\",0)),IF(D125=0,IF(E125=0,0,\"Ny data\"),(E125-D125)/D125))","v":0},{"$f":"IF(E125=\"\",IF(F125>0,\"Ny data\",IF(F125=\"\",\"\",0)),IF(E125=0,IF(F125=0,0,\"Ny data\"),(F125-E125)/E125))","v":""}]
["Pumpeinstallation Miljøklasse B (100-300 l/s) - SRO","stk.",10,0,null,null,{"$f":"IF(D126=\"\",IF(E126>0,\"Ny data\",IF(E126=\"\",\"\",0)),IF(D126=0,IF(E126=0,0,\"Ny data\"),(E126-D126)/D126))","v":0},{"$f":"IF(E126=\"\",IF(F126>0,\"Ny data\",IF(F126=\"\",\"\",0)),IF(E126=0,IF(F126=0,0,\"Ny data\"),(F126-E126)/E126))","v":""}]
["Pumpeinstallation Miljøklasse B (300-600 l/s) - Mek/EL","stk.",20,0,null,null,{"$f":"IF(D127=\"\",IF(E127>0,\"Ny data\",IF(E127=\"\",\"\",0)),IF(D127=0,IF(E127=0,0,\"Ny data\"),(E127-D127)/D127))","v":0},{"$f":"IF(E127=\"\",IF(F127>0,\"Ny data\",IF(F127=\"\",\"\",0)),IF(E127=0,IF(F127=0,0,\"Ny data\"),(F127-E127)/E127))","v":""}]
["Pumpeinstallation Miljøklasse B (300-600 l/s) - SRO","stk.",10,0,null,null,{"$f":"IF(D128=\"\",IF(E128>0,\"Ny data\",IF(E128=\"\",\"\",0)),IF(D128=0,IF(E128=0,0,\"Ny data\"),(E128-D128)/D128))","v":0},{"$f":"IF(E128=\"\",IF(F128>0,\"Ny data\",IF(F128=\"\",\"\",0)),IF(E128=0,IF(F128=0,0,\"Ny data\"),(F128-E128)/E128))","v":""}]
["Pumpeinstallation Miljøklasse B (600-1.000 l/s) - Mek/EL","stk.",20,0,null,null,{"$f":"IF(D129=\"\",IF(E129>0,\"Ny data\",IF(E129=\"\",\"\",0)),IF(D129=0,IF(E129=0,0,\"Ny data\"),(E129-D129)/D129))","v":0},{"$f":"IF(E129=\"\",IF(F129>0,\"Ny data\",IF(F129=\"\",\"\",0)),IF(E129=0,IF(F129=0,0,\"Ny data\"),(F129-E129)/E129))","v":""}]
["Pumpeinstallation Miljøklasse B (600-1.000 l/s) - SRO","stk.",10,0,null,null,{"$f":"IF(D130=\"\",IF(E130>0,\"Ny data\",IF(E130=\"\",\"\",0)),IF(D130=0,IF(E130=0,0,\"Ny data\"),(E130-D130)/D130))","v":0},{"$f":"IF(E130=\"\",IF(F130>0,\"Ny data\",IF(F130=\"\",\"\",0)),IF(E130=0,IF(F130=0,0,\"Ny data\"),(F130-E130)/E130))","v":""}]
["Pumpeinstallation Miljøklasse B (1.000-1.500 l/s) - Mek/EL","stk.",20,0,null,null,{"$f":"IF(D131=\"\",IF(E131>0,\"Ny data\",IF(E131=\"\",\"\",0)),IF(D131=0,IF(E131=0,0,\"Ny data\"),(E131-D131)/D131))","v":0},{"$f":"IF(E131=\"\",IF(F131>0,\"Ny data\",IF(F131=\"\",\"\",0)),IF(E131=0,IF(F131=0,0,\"Ny data\"),(F131-E131)/E131))","v":""}]
["Pumpeinstallation Miljøklasse B (1.000-1.500 l/s) - SRO","stk.",10,0,null,null,{"$f":"IF(D132=\"\",IF(E132>0,\"Ny data\",IF(E132=\"\",\"\",0)),IF(D132=0,IF(E132=0,0,\"Ny data\"),(E132-D132)/D132))","v":0},{"$f":"IF(E132=\"\",IF(F132>0,\"Ny data\",IF(F132=\"\",\"\",0)),IF(E132=0,IF(F132=0,0,\"Ny data\"),(F132-E132)/E132))","v":""}]
["Overbygning","m2",75,0,null,null,{"$f":"IF(D133=\"\",IF(E133>0,\"Ny data\",IF(E133=\"\",\"\",0)),IF(D133=0,IF(E133=0,0,\"Ny data\"),(E133-D133)/D133))","v":0},{"$f":"IF(E133=\"\",IF(F133>0,\"Ny data\",IF(F133=\"\",\"\",0)),IF(E133=0,IF(F133=0,0,\"Ny data\"),(F133-E133)/E133))","v":""}]
["Store pumpestationer: inkl. SRO-anlæg - By",null,null,null,null,null,{"$f":"IF(D134=\"\",IF(E134>0,\"Ny data\",IF(E134=\"\",\"\",0)),IF(D134=0,IF(E134=0,0,\"Ny data\"),(E134-D134)/D134))","v":""},{"$f":"IF(E134=\"\",IF(F134>0,\"Ny data\",IF(F134=\"\",\"\",0)),IF(E134=0,IF(F134=0,0,\"Ny data\"),(F134-E134)/E134))","v":""}]
["Kælder","m2",75,{"$f":"72+34","v":106},null,null,{"$f":"IF(D135=\"\",IF(E135>0,\"Ny data\",IF(E135=\"\",\"\",0)),IF(D135=0,IF(E135=0,0,\"Ny data\"),(E135-D135)/D135))","v":-1},{"$f":"IF(E135=\"\",IF(F135>0,\"Ny data\",IF(F135=\"\",\"\",0)),IF(E135=0,IF(F135=0,0,\"Ny data\"),(F135-E135)/E135))","v":""}]
["Pumpeinstallation Miljøklasse A (100-300 l/s) - Mek/EL","stk.",20,0,null,null,{"$f":"IF(D136=\"\",IF(E136>0,\"Ny data\",IF(E136=\"\",\"\",0)),IF(D136=0,IF(E136=0,0,\"Ny data\"),(E136-D136)/D136))","v":0},{"$f":"IF(E136=\"\",IF(F136>0,\"Ny data\",IF(F136=\"\",\"\",0)),IF(E136=0,IF(F136=0,0,\"Ny data\"),(F136-E136)/E136))","v":""}]
["Pumpeinstallation Miljøklasse A (100-300 l/s) - SRO","stk.",10,0,null,null,{"$f":"IF(D137=\"\",IF(E137>0,\"Ny data\",IF(E137=\"\",\"\",0)),IF(D137=0,IF(E137=0,0,\"Ny data\"),(E137-D137)/D137))","v":0},{"$f":"IF(E137=\"\",IF(F137>0,\"Ny data\",IF(F137=\"\",\"\",0)),IF(E137=0,IF(F137=0,0,\"Ny data\"),(F137-E137)/E137))","v":""}]
["Pumpeinstallation Miljøklasse A (300-600 l/s) - Mek/EL","stk.",20,0,null,null,{"$f":"IF(D138=\"\",IF(E138>0,\"Ny data\",IF(E138=\"\",\"\",0)),IF(D138=0,IF(E138=0,0,\"Ny data\"),(E138-D138)/D138))","v":0},{"$f":"IF(E138=\"\",IF(F138>0,\"Ny data\",IF(F138=\"\",\"\",0)),IF(E138=0,IF(F138=0,0,\"Ny data\"),(F138-E138)/E138))","v":""}]
["Pumpeinstallation Miljøklasse A (300-600 l/s) - SRO","stk.",10,0,null,null,{"$f":"IF(D139=\"\",IF(E139>0,\"Ny data\",IF(E139=\"\",\"\",0)),IF(D139=0,IF(E139=0,0,\"Ny data\"),(E139-D139)/D139))","v":0},{"$f":"IF(E139=\"\",IF(F139>0,\"Ny data\",IF(F139=\"\",\"\",0)),IF(E139=0,IF(F139=0,0,\"Ny data\"),(F139-E139)/E139))","v":""}]
["Pumpeinstallation Miljøklasse A (600-1.000 l/s) - Mek/EL","stk.",20,4,null,null,{"$f":"IF(D140=\"\",IF(E140>0,\"Ny data\",IF(E140=\"\",\"\",0)),IF(D140=0,IF(E140=0,0,\"Ny data\"),(E140-D140)/D140))","v":-1},{"$f":"IF(E140=\"\",IF(F140>0,\"Ny data\",IF(F140=\"\",\"\",0)),IF(E140=0,IF(F140=0,0,\"Ny data\"),(F140-E140)/E140))","v":""}]
["Pumpeinstallation Miljøklasse A (600-1.000 l/s) - SRO","stk.",10,4,null,null,{"$f":"IF(D141=\"\",IF(E141>0,\"Ny data\",IF(E141=\"\",\"\",0)),IF(D141=0,IF(E141=0,0,\"Ny data\"),(E141-D141)/D141))","v":-1},{"$f":"IF(E141=\"\",IF(F141>0,\"Ny data\",IF(F141=\"\",\"\",0)),IF(E141=0,IF(F141=0,0,\"Ny data\"),(F141-E141)/E141))","v":""}]
["Pumpeinstallation Miljøklasse A (1.000-1.500 l/s) - Mek/EL","stk.",20,0,null,null,{"$f":"IF(D142=\"\",IF(E142>0,\"Ny data\",IF(E142=\"\",\"\",0)),IF(D142=0,IF(E142=0,0,\"Ny data\"),(E142-D142)/D142))","v":0},{"$f":"IF(E142=\"\",IF(F142>0,\"Ny data\",IF(F142=\"\",\"\",0)),IF(E142=0,IF(F142=0,0,\"Ny data\"),(F142-E142)/E142))","v":""}]
["Pumpeinstallation Miljøklasse A (1.000-1.500 l/s) - SRO","stk.",10,0,null,null,{"$f":"IF(D143=\"\",IF(E143>0,\"Ny data\",IF(E143=\"\",\"\",0)),IF(D143=0,IF(E143=0,0,\"Ny data\"),(E143-D143)/D143))","v":0},{"$f":"IF(E143=\"\",IF(F143>0,\"Ny data\",IF(F143=\"\",\"\",0)),IF(E143=0,IF(F143=0,0,\"Ny data\"),(F143-E143)/E143))","v":""}]
["Pumpeinstallation Miljøklasse B (100-300 l/s) - Mek/EL","stk.",20,0,null,null,{"$f":"IF(D144=\"\",IF(E144>0,\"Ny data\",IF(E144=\"\",\"\",0)),IF(D144=0,IF(E144=0,0,\"Ny data\"),(E144-D144)/D144))","v":0},{"$f":"IF(E144=\"\",IF(F144>0,\"Ny data\",IF(F144=\"\",\"\",0)),IF(E144=0,IF(F144=0,0,\"Ny data\"),(F144-E144)/E144))","v":""}]
["Pumpeinstallation Miljøklasse B (100-300 l/s) - SRO","stk.",10,0,null,null,{"$f":"IF(D145=\"\",IF(E145>0,\"Ny data\",IF(E145=\"\",\"\",0)),IF(D145=0,IF(E145=0,0,\"Ny data\"),(E145-D145)/D145))","v":0},{"$f":"IF(E145=\"\",IF(F145>0,\"Ny data\",IF(F145=\"\",\"\",0)),IF(E145=0,IF(F145=0,0,\"Ny data\"),(F145-E145)/E145))","v":""}]
["Pumpeinstallation Miljøklasse B (300-600 l/s) - Mek/EL","stk.",20,0,null,null,{"$f":"IF(D146=\"\",IF(E146>0,\"Ny data\",IF(E146=\"\",\"\",0)),IF(D146=0,IF(E146=0,0,\"Ny data\"),(E146-D146)/D146))","v":0},{"$f":"IF(E146=\"\",IF(F146>0,\"Ny data\",IF(F146=\"\",\"\",0)),IF(E146=0,IF(F146=0,0,\"Ny data\"),(F146-E146)/E146))","v":""}]
["Pumpeinstallation Miljøklasse B (300-600 l/s) - SRO","stk.",10,0,null,null,{"$f":"IF(D147=\"\",IF(E147>0,\"Ny data\",IF(E147=\"\",\"\",0)),IF(D147=0,IF(E147=0,0,\"Ny data\"),(E147-D147)/D147))","v":0},{"$f":"IF(E147=\"\",IF(F147>0,\"Ny data\",IF(F147=\"\",\"\",0)),IF(E147=0,IF(F147=0,0,\"Ny data\"),(F147-E147)/E147))","v":""}]
["Pumpeinstallation Miljøklasse B (600-1.000 l/s) - Mek/EL","stk.",20,0,null,null,{"$f":"IF(D148=\"\",IF(E148>0,\"Ny data\",IF(E148=\"\",\"\",0)),IF(D148=0,IF(E148=0,0,\"Ny data\"),(E148-D148)/D148))","v":0},{"$f":"IF(E148=\"\",IF(F148>0,\"Ny data\",IF(F148=\"\",\"\",0)),IF(E148=0,IF(F148=0,0,\"Ny data\"),(F148-E148)/E148))","v":""}]
["Pumpeinstallation Miljøklasse B (600-1.000 l/s) - SRO","stk.",10,0,null,null,{"$f":"IF(D149=\"\",IF(E149>0,\"Ny data\",IF(E149=\"\",\"\",0)),IF(D149=0,IF(E149=0,0,\"Ny data\"),(E149-D149)/D149))","v":0},{"$f":"IF(E149=\"\",IF(F149>0,\"Ny data\",IF(F149=\"\",\"\",0)),IF(E149=0,IF(F149=0,0,\"Ny data\"),(F149-E149)/E149))","v":""}]
["Pumpeinstallation Miljøklasse B (1.000-1.500 l/s) - Mek/EL","stk.",20,0,null,null,{"$f":"IF(D150=\"\",IF(E150>0,\"Ny data\",IF(E150=\"\",\"\",0)),IF(D150=0,IF(E150=0,0,\"Ny data\"),(E150-D150)/D150))","v":0},{"$f":"IF(E150=\"\",IF(F150>0,\"Ny data\",IF(F150=\"\",\"\",0)),IF(E150=0,IF(F150=0,0,\"Ny data\"),(F150-E150)/E150))","v":""}]
["Pumpeinstallation Miljøklasse B (1.000-1.500 l/s) - SRO","stk.",10,0,null,null,{"$f":"IF(D151=\"\",IF(E151>0,\"Ny data\",IF(E151=\"\",\"\",0)),IF(D151=0,IF(E151=0,0,\"Ny data\"),(E151-D151)/D151))","v":0},{"$f":"IF(E151=\"\",IF(F151>0,\"Ny data\",IF(F151=\"\",\"\",0)),IF(E151=0,IF(F151=0,0,\"Ny data\"),(F151-E151)/E151))","v":""}]
["Overbygning ","m2",75,194,null,null,{"$f":"IF(D152=\"\",IF(E152>0,\"Ny data\",IF(E152=\"\",\"\",0)),IF(D152=0,IF(E152=0,0,\"Ny data\"),(E152-D152)/D152))","v":-1},{"$f":"IF(E152=\"\",IF(F152>0,\"Ny data\",IF(F152=\"\",\"\",0)),IF(E152=0,IF(F152=0,0,\"Ny data\"),(F152-E152)/E152))","v":""}]
["Store pumpestationer: inkl. SRO-anlæg - City",null,null,null,null,null,{"$f":"IF(D153=\"\",IF(E153>0,\"Ny data\",IF(E153=\"\",\"\",0)),IF(D153=0,IF(E153=0,0,\"Ny data\"),(E153-D153)/D153))","v":""},{"$f":"IF(E153=\"\",IF(F153>0,\"Ny data\",IF(F153=\"\",\"\",0)),IF(E153=0,IF(F153=0,0,\"Ny data\"),(F153-E153)/E153))","v":""}]
["Kælder","m2",75,0,null,null,{"$f":"IF(D154=\"\",IF(E154>0,\"Ny data\",IF(E154=\"\",\"\",0)),IF(D154=0,IF(E154=0,0,\"Ny data\"),(E154-D154)/D154))","v":0},{"$f":"IF(E154=\"\",IF(F154>0,\"Ny data\",IF(F154=\"\",\"\",0)),IF(E154=0,IF(F154=0,0,\"Ny data\"),(F154-E154)/E154))","v":""}]
["Pumpeinstallation Miljøklasse A (100-300 l/s) - Mek/EL","stk.",20,0,null,null,{"$f":"IF(D155=\"\",IF(E155>0,\"Ny data\",IF(E155=\"\",\"\",0)),IF(D155=0,IF(E155=0,0,\"Ny data\"),(E155-D155)/D155))","v":0},{"$f":"IF(E155=\"\",IF(F155>0,\"Ny data\",IF(F155=\"\",\"\",0)),IF(E155=0,IF(F155=0,0,\"Ny data\"),(F155-E155)/E155))","v":""}]
["Pumpeinstallation Miljøklasse A (100-300 l/s) - SRO","stk.",10,0,null,null,{"$f":"IF(D156=\"\",IF(E156>0,\"Ny data\",IF(E156=\"\",\"\",0)),IF(D156=0,IF(E156=0,0,\"Ny data\"),(E156-D156)/D156))","v":0},{"$f":"IF(E156=\"\",IF(F156>0,\"Ny data\",IF(F156=\"\",\"\",0)),IF(E156=0,IF(F156=0,0,\"Ny data\"),(F156-E156)/E156))","v":""}]
["Pumpeinstallation Miljøklasse A (300-600 l/s) - Mek/EL","stk.",20,0,null,null,{"$f":"IF(D157=\"\",IF(E157>0,\"Ny data\",IF(E157=\"\",\"\",0)),IF(D157=0,IF(E157=0,0,\"Ny data\"),(E157-D157)/D157))","v":0},{"$f":"IF(E157=\"\",IF(F157>0,\"Ny data\",IF(F157=\"\",\"\",0)),IF(E157=0,IF(F157=0,0,\"Ny data\"),(F157-E157)/E157))","v":""}]
["Pumpeinstallation Miljøklasse A (300-600 l/s) - SRO","stk.",10,0,null,null,{"$f":"IF(D158=\"\",IF(E158>0,\"Ny data\",IF(E158=\"\",\"\",0)),IF(D158=0,IF(E158=0,0,\"Ny data\"),(E158-D158)/D158))","v":0},{"$f":"IF(E158=\"\",IF(F158>0,\"Ny data\",IF(F158=\"\",\"\",0)),IF(E158=0,IF(F158=0,0,\"Ny data\"),(F158-E158)/E158))","v":""}]
["Pumpeinstallation Miljøklasse A (600-1.000 l/s) - Mek/EL","stk.",20,0,null,null,{"$f":"IF(D159=\"\",IF(E159>0,\"Ny data\",IF(E159=\"\",\"\",0)),IF(D159=0,IF(E159=0,0,\"Ny data\"),(E159-D159)/D159))","v":0},{"$f":"IF(E159=\"\",IF(F159>0,\"Ny data\",IF(F159=\"\",\"\",0)),IF(E159=0,IF(F159=0,0,\"Ny data\"),(F159-E159)/E159))","v":""}]
["Pumpeinstallation Miljøklasse A (600-1.000 l/s) - SRO","stk.",10,0,null,null,{"$f":"IF(D160=\"\",IF(E160>0,\"Ny data\",IF(E160=\"\",\"\",0)),IF(D160=0,IF(E160=0,0,\"Ny data\"),(E160-D160)/D160))","v":0},{"$f":"IF(E160=\"\",IF(F160>0,\"Ny data\",IF(F160=\"\",\"\",0)),IF(E160=0,IF(F160=0,0,\"Ny data\"),(F160-E160)/E160))","v":""}]
["Pumpeinstallation Miljøklasse A (1.000-1.500 l/s) - Mek/EL","stk.",20,0,null,null,{"$f":"IF(D161=\"\",IF(E161>0,\"Ny data\",IF(E161=\"\",\"\",0)),IF(D161=0,IF(E161=0,0,\"Ny data\"),(E161-D161)/D161))","v":0},{"$f":"IF(E161=\"\",IF(F161>0,\"Ny data\",IF(F161=\"\",\"\",0)),IF(E161=0,IF(F161=0,0,\"Ny data\"),(F161-E161)/E161))","v":""}]
["Pumpeinstallation Miljøklasse A (1.000-1.500 l/s) - SRO","stk.",10,0,null,null,{"$f":"IF(D162=\"\",IF(E162>0,\"Ny data\",IF(E162=\"\",\"\",0)),IF(D162=0,IF(E162=0,0,\"Ny data\"),(E162-D162)/D162))","v":0},{"$f":"IF(E162=\"\",IF(F162>0,\"Ny data\",IF(F162=\"\",\"\",0)),IF(E162=0,IF(F162=0,0,\"Ny data\"),(F162-E162)/E162))","v":""}]
["Pumpeinstallation Miljøklasse B (100-300 l/s) - Mek/EL","stk.",20,0,null,null,{"$f":"IF(D163=\"\",IF(E163>0,\"Ny data\",IF(E163=\"\",\"\",0)),IF(D163=0,IF(E163=0,0,\"Ny data\"),(E163-D163)/D163))","v":0},{"$f":"IF(E163=\"\",IF(F163>0,\"Ny data\",IF(F163=\"\",\"\",0)),IF(E163=0,IF(F163=0,0,\"Ny data\"),(F163-E163)/E163))","v":""}]
["Pumpeinstallation Miljøklasse B (100-300 l/s) - SRO","stk.",10,0,null,null,{"$f":"IF(D164=\"\",IF(E164>0,\"Ny data\",IF(E164=\"\",\"\",0)),IF(D164=0,IF(E164=0,0,\"Ny data\"),(E164-D164)/D164))","v":0},{"$f":"IF(E164=\"\",IF(F164>0,\"Ny data\",IF(F164=\"\",\"\",0)),IF(E164=0,IF(F164=0,0,\"Ny data\"),(F164-E164)/E164))","v":""}]
["Pumpeinstallation Miljøklasse B (300-600 l/s) - Mek/EL","stk.",20,0,null,null,{"$f":"IF(D165=\"\",IF(E165>0,\"Ny data\",IF(E165=\"\",\"\",0)),IF(D165=0,IF(E165=0,0,\"Ny data\"),(E165-D165)/D165))","v":0},{"$f":"IF(E165=\"\",IF(F165>0,\"Ny data\",IF(F165=\"\",\"\",0)),IF(E165=0,IF(F165=0,0,\"Ny data\"),(F165-E165)/E165))","v":""}]
["Pumpeinstallation Miljøklasse B (300-600 l/s) - SRO","stk.",10,0,null,null,{"$f":"IF(D166=\"\",IF(E166>0,\"Ny data\",IF(E166=\"\",\"\",0)),IF(D166=0,IF(E166=0,0,\"Ny data\"),(E166-D166)/D166))","v":0},{"$f":"IF(E166=\"\",IF(F166>0,\"Ny data\",IF(F166=\"\",\"\",0)),IF(E166=0,IF(F166=0,0,\"Ny data\"),(F166-E166)/E166))","v":""}]
["Pumpeinstallation Miljøklasse B (600-1.000 l/s) - Mek/EL","stk.",20,0,null,null,{"$f":"IF(D167=\"\",IF(E167>0,\"Ny data\",IF(E167=\"\",\"\",0)),IF(D167=0,IF(E167=0,0,\"Ny data\"),(E167-D167)/D167))","v":0},{"$f":"IF(E167=\"\",IF(F167>0,\"Ny data\",IF(F167=\"\",\"\",0)),IF(E167=0,IF(F167=0,0,\"Ny data\"),(F167-E167)/E167))","v":""}]
["Pumpeinstallation Miljøklasse B (600-1.000 l/s) - SRO","stk.",10,0,null,null,{"$f":"IF(D168=\"\",IF(E168>0,\"Ny data\",IF(E168=\"\",\"\",0)),IF(D168=0,IF(E168=0,0,\"Ny data\"),(E168-D168)/D168))","v":0},{"$f":"IF(E168=\"\",IF(F168>0,\"Ny data\",IF(F168=\"\",\"\",0)),IF(E168=0,IF(F168=0,0,\"Ny data\"),(F168-E168)/E168))","v":""}]
["Pumpeinstallation Miljøklasse B (1.000-1.500 l/s) - Mek/EL","stk.",20,0,null,null,{"$f":"IF(D169=\"\",IF(E169>0,\"Ny data\",IF(E169=\"\",\"\",0)),IF(D169=0,IF(E169=0,0,\"Ny data\"),(E169-D169)/D169))","v":0},{"$f":"IF(E169=\"\",IF(F169>0,\"Ny data\",IF(F169=\"\",\"\",0)),IF(E169=0,IF(F169=0,0,\"Ny data\"),(F169-E169)/E169))","v":""}]
["Pumpeinstallation Miljøklasse B (1.000-1.500 l/s) - SRO","stk.",10,0,null,null,{"$f":"IF(D170=\"\",IF(E170>0,\"Ny data\",IF(E170=\"\",\"\",0)),IF(D170=0,IF(E170=0,0,\"Ny data\"),(E170-D170)/D170))","v":0},{"$f":"IF(E170=\"\",IF(F170>0,\"Ny data\",IF(F170=\"\",\"\",0)),IF(E170=0,IF(F170=0,0,\"Ny data\"),(F170-E170)/E170))","v":""}]
["Overbygning ","m2",75,0,null,null,{"$f":"IF(D171=\"\",IF(E171>0,\"Ny data\",IF(E171=\"\",\"\",0)),IF(D171=0,IF(E171=0,0,\"Ny data\"),(E171-D171)/D171))","v":0},{"$f":"IF(E171=\"\",IF(F171>0,\"Ny data\",IF(F171=\"\",\"\",0)),IF(E171=0,IF(F171=0,0,\"Ny data\"),(F171-E171)/E171))","v":""}]
["Store pumpestationer: inkl. SRO-anlæg - Indre city",null,null,0,null,null,{"$f":"IF(D172=\"\",IF(E172>0,\"Ny data\",IF(E172=\"\",\"\",0)),IF(D172=0,IF(E172=0,0,\"Ny data\"),(E172-D172)/D172))","v":0},{"$f":"IF(E172=\"\",IF(F172>0,\"Ny data\",IF(F172=\"\",\"\",0)),IF(E172=0,IF(F172=0,0,\"Ny data\"),(F172-E172)/E172))","v":""}]
["Kælder","m2",75,0,null,null,{"$f":"IF(D173=\"\",IF(E173>0,\"Ny data\",IF(E173=\"\",\"\",0)),IF(D173=0,IF(E173=0,0,\"Ny data\"),(E173-D173)/D173))","v":0},{"$f":"IF(E173=\"\",IF(F173>0,\"Ny data\",IF(F173=\"\",\"\",0)),IF(E173=0,IF(F173=0,0,\"Ny data\"),(F173-E173)/E173))","v":""}]
["Pumpeinstallation Miljøklasse A (100-300 l/s) - Mek/EL","stk.",20,0,null,null,{"$f":"IF(D174=\"\",IF(E174>0,\"Ny data\",IF(E174=\"\",\"\",0)),IF(D174=0,IF(E174=0,0,\"Ny data\"),(E174-D174)/D174))","v":0},{"$f":"IF(E174=\"\",IF(F174>0,\"Ny data\",IF(F174=\"\",\"\",0)),IF(E174=0,IF(F174=0,0,\"Ny data\"),(F174-E174)/E174))","v":""}]
["Pumpeinstallation Miljøklasse A (100-300 l/s) - SRO","stk.",10,0,null,null,{"$f":"IF(D175=\"\",IF(E175>0,\"Ny data\",IF(E175=\"\",\"\",0)),IF(D175=0,IF(E175=0,0,\"Ny data\"),(E175-D175)/D175))","v":0},{"$f":"IF(E175=\"\",IF(F175>0,\"Ny data\",IF(F175=\"\",\"\",0)),IF(E175=0,IF(F175=0,0,\"Ny data\"),(F175-E175)/E175))","v":""}]
["Pumpeinstallation Miljøklasse A (300-600 l/s) - Mek/EL","stk.",20,0,null,null,{"$f":"IF(D176=\"\",IF(E176>0,\"Ny data\",IF(E176=\"\",\"\",0)),IF(D176=0,IF(E176=0,0,\"Ny data\"),(E176-D176)/D176))","v":0},{"$f":"IF(E176=\"\",IF(F176>0,\"Ny data\",IF(F176=\"\",\"\",0)),IF(E176=0,IF(F176=0,0,\"Ny data\"),(F176-E176)/E176))","v":""}]
["Pumpeinstallation Miljøklasse A (300-600 l/s) - SRO","stk.",10,0,null,null,{"$f":"IF(D177=\"\",IF(E177>0,\"Ny data\",IF(E177=\"\",\"\",0)),IF(D177=0,IF(E177=0,0,\"Ny data\"),(E177-D177)/D177))","v":0},{"$f":"IF(E177=\"\",IF(F177>0,\"Ny data\",IF(F177=\"\",\"\",0)),IF(E177=0,IF(F177=0,0,\"Ny data\"),(F177-E177)/E177))","v":""}]
["Pumpeinstallation Miljøklasse A (600-1.000 l/s) - Mek/EL","stk.",20,0,null,null,{"$f":"IF(D178=\"\",IF(E178>0,\"Ny data\",IF(E178=\"\",\"\",0)),IF(D178=0,IF(E178=0,0,\"Ny data\"),(E178-D178)/D178))","v":0},{"$f":"IF(E178=\"\",IF(F178>0,\"Ny data\",IF(F178=\"\",\"\",0)),IF(E178=0,IF(F178=0,0,\"Ny data\"),(F178-E178)/E178))","v":""}]
["Pumpeinstallation Miljøklasse A (600-1.000 l/s) - SRO","stk.",10,0,null,null,{"$f":"IF(D179=\"\",IF(E179>0,\"Ny data\",IF(E179=\"\",\"\",0)),IF(D179=0,IF(E179=0,0,\"Ny data\"),(E179-D179)/D179))","v":0},{"$f":"IF(E179=\"\",IF(F179>0,\"Ny data\",IF(F179=\"\",\"\",0)),IF(E179=0,IF(F179=0,0,\"Ny data\"),(F179-E179)/E179))","v":""}]
["Pumpeinstallation Miljøklasse A (1.000-1.500 l/s) - Mek/EL","stk.",20,0,null,null,{"$f":"IF(D180=\"\",IF(E180>0,\"Ny data\",IF(E180=\"\",\"\",0)),IF(D180=0,IF(E180=0,0,\"Ny data\"),(E180-D180)/D180))","v":0},{"$f":"IF(E180=\"\",IF(F180>0,\"Ny data\",IF(F180=\"\",\"\",0)),IF(E180=0,IF(F180=0,0,\"Ny data\"),(F180-E180)/E180))","v":""}]
["Pumpeinstallation Miljøklasse A (1.000-1.500 l/s) - SRO","stk.",10,0,null,null,{"$f":"IF(D181=\"\",IF(E181>0,\"Ny data\",IF(E181=\"\",\"\",0)),IF(D181=0,IF(E181=0,0,\"Ny data\"),(E181-D181)/D181))","v":0},{"$f":"IF(E181=\"\",IF(F181>0,\"Ny data\",IF(F181=\"\",\"\",0)),IF(E181=0,IF(F181=0,0,\"Ny data\"),(F181-E181)/E181))","v":""}]
["Pumpeinstallation Miljøklasse B (100-300 l/s) - Mek/EL","stk.",20,0,null,null,{"$f":"IF(D182=\"\",IF(E182>0,\"Ny data\",IF(E182=\"\",\"\",0)),IF(D182=0,IF(E182=0,0,\"Ny data\"),(E182-D182)/D182))","v":0},{"$f":"IF(E182=\"\",IF(F182>0,\"Ny data\",IF(F182=\"\",\"\",0)),IF(E182=0,IF(F182=0,0,\"Ny data\"),(F182-E182)/E182))","v":""}]
["Pumpeinstallation Miljøklasse B (100-300 l/s) - SRO","stk.",10,0,null,null,{"$f":"IF(D183=\"\",IF(E183>0,\"Ny data\",IF(E183=\"\",\"\",0)),IF(D183=0,IF(E183=0,0,\"Ny data\"),(E183-D183)/D183))","v":0},{"$f":"IF(E183=\"\",IF(F183>0,\"Ny data\",IF(F183=\"\",\"\",0)),IF(E183=0,IF(F183=0,0,\"Ny data\"),(F183-E183)/E183))","v":""}]
["Pumpeinstallation Miljøklasse B (300-600 l/s) - Mek/EL","stk.",20,0,null,null,{"$f":"IF(D184=\"\",IF(E184>0,\"Ny data\",IF(E184=\"\",\"\",0)),IF(D184=0,IF(E184=0,0,\"Ny data\"),(E184-D184)/D184))","v":0},{"$f":"IF(E184=\"\",IF(F184>0,\"Ny data\",IF(F184=\"\",\"\",0)),IF(E184=0,IF(F184=0,0,\"Ny data\"),(F184-E184)/E184))","v":""}]
["Pumpeinstallation Miljøklasse B (300-600 l/s) - SRO","stk.",10,0,null,null,{"$f":"IF(D185=\"\",IF(E185>0,\"Ny data\",IF(E185=\"\",\"\",0)),IF(D185=0,IF(E185=0,0,\"Ny data\"),(E185-D185)/D185))","v":0},{"$f":"IF(E185=\"\",IF(F185>0,\"Ny data\",IF(F185=\"\",\"\",0)),IF(E185=0,IF(F185=0,0,\"Ny data\"),(F185-E185)/E185))","v":""}]
["Pumpeinstallation Miljøklasse B (600-1.000 l/s) - Mek/EL","stk.",20,0,null,null,{"$f":"IF(D186=\"\",IF(E186>0,\"Ny data\",IF(E186=\"\",\"\",0)),IF(D186=0,IF(E186=0,0,\"Ny data\"),(E186-D186)/D186))","v":0},{"$f":"IF(E186=\"\",IF(F186>0,\"Ny data\",IF(F186=\"\",\"\",0)),IF(E186=0,IF(F186=0,0,\"Ny data\"),(F186-E186)/E186))","v":""}]
["Pumpeinstallation Miljøklasse B (600-1.000 l/s) - SRO","stk.",10,0,null,null,{"$f":"IF(D187=\"\",IF(E187>0,\"Ny data\",IF(E187=\"\",\"\",0)),IF(D187=0,IF(E187=0,0,\"Ny data\"),(E187-D187)/D187))","v":0},{"$f":"IF(E187=\"\",IF(F187>0,\"Ny data\",IF(F187=\"\",\"\",0)),IF(E187=0,IF(F187=0,0,\"Ny data\"),(F187-E187)/E187))","v":""}]
["Pumpeinstallation Miljøklasse B (1.000-1.500 l/s) - Mek/EL","stk.",20,0,null,null,{"$f":"IF(D188=\"\",IF(E188>0,\"Ny data\",IF(E188=\"\",\"\",0)),IF(D188=0,IF(E188=0,0,\"Ny data\"),(E188-D188)/D188))","v":0},{"$f":"IF(E188=\"\",IF(F188>0,\"Ny data\",IF(F188=\"\",\"\",0)),IF(E188=0,IF(F188=0,0,\"Ny data\"),(F188-E188)/E188))","v":""}]
["Pumpeinstallation Miljøklasse B (1.000-1.500 l/s) - SRO","stk.",10,0,null,null,{"$f":"IF(D189=\"\",IF(E189>0,\"Ny data\",IF(E189=\"\",\"\",0)),IF(D189=0,IF(E189=0,0,\"Ny data\"),(E189-D189)/D189))","v":0},{"$f":"IF(E189=\"\",IF(F189>0,\"Ny data\",IF(F189=\"\",\"\",0)),IF(E189=0,IF(F189=0,0,\"Ny data\"),(F189-E189)/E189))","v":""}]
["Overbygning","m2",75,0,null,null,{"$f":"IF(D190=\"\",IF(E190>0,\"Ny data\",IF(E190=\"\",\"\",0)),IF(D190=0,IF(E190=0,0,\"Ny data\"),(E190-D190)/D190))","v":0},{"$f":"IF(E190=\"\",IF(F190>0,\"Ny data\",IF(F190=\"\",\"\",0)),IF(E190=0,IF(F190=0,0,\"Ny data\"),(F190-E190)/E190))","v":""}]
["Overløbsbygværker - Land",null,null,0,null,null,{"$f":"IF(D191=\"\",IF(E191>0,\"Ny data\",IF(E191=\"\",\"\",0)),IF(D191=0,IF(E191=0,0,\"Ny data\"),(E191-D191)/D191))","v":0},{"$f":"IF(E191=\"\",IF(F191>0,\"Ny data\",IF(F191=\"\",\"\",0)),IF(E191=0,IF(F191=0,0,\"Ny data\"),(F191-E191)/E191))","v":""}]
["Kælder (< 7 m2) ","stk.",75,0,null,null,{"$f":"IF(D192=\"\",IF(E192>0,\"Ny data\",IF(E192=\"\",\"\",0)),IF(D192=0,IF(E192=0,0,\"Ny data\"),(E192-D192)/D192))","v":0},{"$f":"IF(E192=\"\",IF(F192>0,\"Ny data\",IF(F192=\"\",\"\",0)),IF(E192=0,IF(F192=0,0,\"Ny data\"),(F192-E192)/E192))","v":""}]
["Kælder (7 - 20 m2) ","m2",75,0,null,null,{"$f":"IF(D193=\"\",IF(E193>0,\"Ny data\",IF(E193=\"\",\"\",0)),IF(D193=0,IF(E193=0,0,\"Ny data\"),(E193-D193)/D193))","v":0},{"$f":"IF(E193=\"\",IF(F193>0,\"Ny data\",IF(F193=\"\",\"\",0)),IF(E193=0,IF(F193=0,0,\"Ny data\"),(F193-E193)/E193))","v":""}]
["Kælder (20 - 30 m2)","m2",75,0,null,null,{"$f":"IF(D194=\"\",IF(E194>0,\"Ny data\",IF(E194=\"\",\"\",0)),IF(D194=0,IF(E194=0,0,\"Ny data\"),(E194-D194)/D194))","v":0},{"$f":"IF(E194=\"\",IF(F194>0,\"Ny data\",IF(F194=\"\",\"\",0)),IF(E194=0,IF(F194=0,0,\"Ny data\"),(F194-E194)/E194))","v":""}]
["Installationer (mindre end 7 m2)","stk.",20,0,null,null,{"$f":"IF(D195=\"\",IF(E195>0,\"Ny data\",IF(E195=\"\",\"\",0)),IF(D195=0,IF(E195=0,0,\"Ny data\"),(E195-D195)/D195))","v":0},{"$f":"IF(E195=\"\",IF(F195>0,\"Ny data\",IF(F195=\"\",\"\",0)),IF(E195=0,IF(F195=0,0,\"Ny data\"),(F195-E195)/E195))","v":""}]
["Installationer, Miljøklasse A. (7-20 m2) - Mek/EL","stk.",20,0,null,null,{"$f":"IF(D196=\"\",IF(E196>0,\"Ny data\",IF(E196=\"\",\"\",0)),IF(D196=0,IF(E196=0,0,\"Ny data\"),(E196-D196)/D196))","v":0},{"$f":"IF(E196=\"\",IF(F196>0,\"Ny data\",IF(F196=\"\",\"\",0)),IF(E196=0,IF(F196=0,0,\"Ny data\"),(F196-E196)/E196))","v":""}]
["Installationer, Miljøklasse A. (7-20 m2) - SRO","stk.",10,0,null,null,{"$f":"IF(D197=\"\",IF(E197>0,\"Ny data\",IF(E197=\"\",\"\",0)),IF(D197=0,IF(E197=0,0,\"Ny data\"),(E197-D197)/D197))","v":0},{"$f":"IF(E197=\"\",IF(F197>0,\"Ny data\",IF(F197=\"\",\"\",0)),IF(E197=0,IF(F197=0,0,\"Ny data\"),(F197-E197)/E197))","v":""}]
["Installationer, Miljøklasse A. (20-30 m2) - Mek/EL","stk.",20,0,null,null,{"$f":"IF(D198=\"\",IF(E198>0,\"Ny data\",IF(E198=\"\",\"\",0)),IF(D198=0,IF(E198=0,0,\"Ny data\"),(E198-D198)/D198))","v":0},{"$f":"IF(E198=\"\",IF(F198>0,\"Ny data\",IF(F198=\"\",\"\",0)),IF(E198=0,IF(F198=0,0,\"Ny data\"),(F198-E198)/E198))","v":""}]
["Installationer, Miljøklasse A. (20-30 m2) - SRO","stk.",10,0,null,null,{"$f":"IF(D199=\"\",IF(E199>0,\"Ny data\",IF(E199=\"\",\"\",0)),IF(D199=0,IF(E199=0,0,\"Ny data\"),(E199-D199)/D199))","v":0},{"$f":"IF(E199=\"\",IF(F199>0,\"Ny data\",IF(F199=\"\",\"\",0)),IF(E199=0,IF(F199=0,0,\"Ny data\"),(F199-E199)/E199))","v":""}]
["Installationer, Miljøklasse B. (7-20 m2) - Mek/EL","stk.",20,0,null,null,{"$f":"IF(D200=\"\",IF(E200>0,\"Ny data\",IF(E200=\"\",\"\",0)),IF(D200=0,IF(E200=0,0,\"Ny data\"),(E200-D200)/D200))","v":0},{"$f":"IF(E200=\"\",IF(F200>0,\"Ny data\",IF(F200=\"\",\"\",0)),IF(E200=0,IF(F200=0,0,\"Ny data\"),(F200-E200)/E200))","v":""}]
["Installationer, Miljøklasse B. (7-20 m2) - SRO","stk.",10,0,null,null,{"$f":"IF(D201=\"\",IF(E201>0,\"Ny data\",IF(E201=\"\",\"\",0)),IF(D201=0,IF(E201=0,0,\"Ny data\"),(E201-D201)/D201))","v":0},{"$f":"IF(E201=\"\",IF(F201>0,\"Ny data\",IF(F201=\"\",\"\",0)),IF(E201=0,IF(F201=0,0,\"Ny data\"),(F201-E201)/E201))","v":""}]
["Installationer, Miljøklasse B. (20-30 m2) - Mek/EL","stk.",20,0,null,null,{"$f":"IF(D202=\"\",IF(E202>0,\"Ny data\",IF(E202=\"\",\"\",0)),IF(D202=0,IF(E202=0,0,\"Ny data\"),(E202-D202)/D202))","v":0},{"$f":"IF(E202=\"\",IF(F202>0,\"Ny data\",IF(F202=\"\",\"\",0)),IF(E202=0,IF(F202=0,0,\"Ny data\"),(F202-E202)/E202))","v":""}]
["Installationer, Miljøklasse B. (20-30 m2) - SRO","stk.",10,0,null,null,{"$f":"IF(D203=\"\",IF(E203>0,\"Ny data\",IF(E203=\"\",\"\",0)),IF(D203=0,IF(E203=0,0,\"Ny data\"),(E203-D203)/D203))","v":0},{"$f":"IF(E203=\"\",IF(F203>0,\"Ny data\",IF(F203=\"\",\"\",0)),IF(E203=0,IF(F203=0,0,\"Ny data\"),(F203-E203)/E203))","v":""}]
["Overbygning","stk.",75,0,null,null,{"$f":"IF(D204=\"\",IF(E204>0,\"Ny data\",IF(E204=\"\",\"\",0)),IF(D204=0,IF(E204=0,0,\"Ny data\"),(E204-D204)/D204))","v":0},{"$f":"IF(E204=\"\",IF(F204>0,\"Ny data\",IF(F204=\"\",\"\",0)),IF(E204=0,IF(F204=0,0,\"Ny data\"),(F204-E204)/E204))","v":""}]
["Overløbsbygværker - By",null,null,0,null,null,{"$f":"IF(D205=\"\",IF(E205>0,\"Ny data\",IF(E205=\"\",\"\",0)),IF(D205=0,IF(E205=0,0,\"Ny data\"),(E205-D205)/D205))","v":0},{"$f":"IF(E205=\"\",IF(F205>0,\"Ny data\",IF(F205=\"\",\"\",0)),IF(E205=0,IF(F205=0,0,\"Ny data\"),(F205-E205)/E205))","v":""}]
["Kælder (< 7 m2) ","stk.",75,0,null,null,{"$f":"IF(D206=\"\",IF(E206>0,\"Ny data\",IF(E206=\"\",\"\",0)),IF(D206=0,IF(E206=0,0,\"Ny data\"),(E206-D206)/D206))","v":0},{"$f":"IF(E206=\"\",IF(F206>0,\"Ny data\",IF(F206=\"\",\"\",0)),IF(E206=0,IF(F206=0,0,\"Ny data\"),(F206-E206)/E206))","v":""}]
["Kælder (7 - 20 m2) ","m2",75,0,null,null,{"$f":"IF(D207=\"\",IF(E207>0,\"Ny data\",IF(E207=\"\",\"\",0)),IF(D207=0,IF(E207=0,0,\"Ny data\"),(E207-D207)/D207))","v":0},{"$f":"IF(E207=\"\",IF(F207>0,\"Ny data\",IF(F207=\"\",\"\",0)),IF(E207=0,IF(F207=0,0,\"Ny data\"),(F207-E207)/E207))","v":""}]
["Kælder (20 - 30 m2)","m2",75,0,null,null,{"$f":"IF(D208=\"\",IF(E208>0,\"Ny data\",IF(E208=\"\",\"\",0)),IF(D208=0,IF(E208=0,0,\"Ny data\"),(E208-D208)/D208))","v":0},{"$f":"IF(E208=\"\",IF(F208>0,\"Ny data\",IF(F208=\"\",\"\",0)),IF(E208=0,IF(F208=0,0,\"Ny data\"),(F208-E208)/E208))","v":""}]
["Installationer (mindre end 7 m2)","stk.",20,0,null,null,{"$f":"IF(D209=\"\",IF(E209>0,\"Ny data\",IF(E209=\"\",\"\",0)),IF(D209=0,IF(E209=0,0,\"Ny data\"),(E209-D209)/D209))","v":0},{"$f":"IF(E209=\"\",IF(F209>0,\"Ny data\",IF(F209=\"\",\"\",0)),IF(E209=0,IF(F209=0,0,\"Ny data\"),(F209-E209)/E209))","v":""}]
["Installationer, Miljøklasse A. (7-20 m2) - Mek/EL","stk.",20,0,null,null,{"$f":"IF(D210=\"\",IF(E210>0,\"Ny data\",IF(E210=\"\",\"\",0)),IF(D210=0,IF(E210=0,0,\"Ny data\"),(E210-D210)/D210))","v":0},{"$f":"IF(E210=\"\",IF(F210>0,\"Ny data\",IF(F210=\"\",\"\",0)),IF(E210=0,IF(F210=0,0,\"Ny data\"),(F210-E210)/E210))","v":""}]
["Installationer, Miljøklasse A. (7-20 m2) - SRO","stk.",10,0,null,null,{"$f":"IF(D211=\"\",IF(E211>0,\"Ny data\",IF(E211=\"\",\"\",0)),IF(D211=0,IF(E211=0,0,\"Ny data\"),(E211-D211)/D211))","v":0},{"$f":"IF(E211=\"\",IF(F211>0,\"Ny data\",IF(F211=\"\",\"\",0)),IF(E211=0,IF(F211=0,0,\"Ny data\"),(F211-E211)/E211))","v":""}]
["Installationer, Miljøklasse A. (20-30 m2) - Mek/EL","stk.",20,0,null,null,{"$f":"IF(D212=\"\",IF(E212>0,\"Ny data\",IF(E212=\"\",\"\",0)),IF(D212=0,IF(E212=0,0,\"Ny data\"),(E212-D212)/D212))","v":0},{"$f":"IF(E212=\"\",IF(F212>0,\"Ny data\",IF(F212=\"\",\"\",0)),IF(E212=0,IF(F212=0,0,\"Ny data\"),(F212-E212)/E212))","v":""}]
["Installationer, Miljøklasse A. (20-30 m2) - SRO","stk.",10,0,null,null,{"$f":"IF(D213=\"\",IF(E213>0,\"Ny data\",IF(E213=\"\",\"\",0)),IF(D213=0,IF(E213=0,0,\"Ny data\"),(E213-D213)/D213))","v":0},{"$f":"IF(E213=\"\",IF(F213>0,\"Ny data\",IF(F213=\"\",\"\",0)),IF(E213=0,IF(F213=0,0,\"Ny data\"),(F213-E213)/E213))","v":""}]
["Installationer, Miljøklasse B. (7-20 m2) - Mek/EL","stk.",20,0,null,null,{"$f":"IF(D214=\"\",IF(E214>0,\"Ny data\",IF(E214=\"\",\"\",0)),IF(D214=0,IF(E214=0,0,\"Ny data\"),(E214-D214)/D214))","v":0},{"$f":"IF(E214=\"\",IF(F214>0,\"Ny data\",IF(F214=\"\",\"\",0)),IF(E214=0,IF(F214=0,0,\"Ny data\"),(F214-E214)/E214))","v":""}]
["Installationer, Miljøklasse B. (7-20 m2) - SRO","stk.",10,0,null,null,{"$f":"IF(D215=\"\",IF(E215>0,\"Ny data\",IF(E215=\"\",\"\",0)),IF(D215=0,IF(E215=0,0,\"Ny data\"),(E215-D215)/D215))","v":0},{"$f":"IF(E215=\"\",IF(F215>0,\"Ny data\",IF(F215=\"\",\"\",0)),IF(E215=0,IF(F215=0,0,\"Ny data\"),(F215-E215)/E215))","v":""}]
["Installationer, Miljøklasse B. (20-30 m2) - Mek/EL","stk.",20,0,null,null,{"$f":"IF(D216=\"\",IF(E216>0,\"Ny data\",IF(E216=\"\",\"\",0)),IF(D216=0,IF(E216=0,0,\"Ny data\"),(E216-D216)/D216))","v":0},{"$f":"IF(E216=\"\",IF(F216>0,\"Ny data\",IF(F216=\"\",\"\",0)),IF(E216=0,IF(F216=0,0,\"Ny data\"),(F216-E216)/E216))","v":""}]
["Installationer, Miljøklasse B. (20-30 m2) - SRO","stk.",10,0,null,null,{"$f":"IF(D217=\"\",IF(E217>0,\"Ny data\",IF(E217=\"\",\"\",0)),IF(D217=0,IF(E217=0,0,\"Ny data\"),(E217-D217)/D217))","v":0},{"$f":"IF(E217=\"\",IF(F217>0,\"Ny data\",IF(F217=\"\",\"\",0)),IF(E217=0,IF(F217=0,0,\"Ny data\"),(F217-E217)/E217))","v":""}]
["Overbygning","stk.",75,0,null,null,{"$f":"IF(D218=\"\",IF(E218>0,\"Ny data\",IF(E218=\"\",\"\",0)),IF(D218=0,IF(E218=0,0,\"Ny data\"),(E218-D218)/D218))","v":0},{"$f":"IF(E218=\"\",IF(F218>0,\"Ny data\",IF(F218=\"\",\"\",0)),IF(E218=0,IF(F218=0,0,\"Ny data\"),(F218-E218)/E218))","v":""}]
["Overløbsbygværker - City",null,null,0,null,null,{"$f":"IF(D219=\"\",IF(E219>0,\"Ny data\",IF(E219=\"\",\"\",0)),IF(D219=0,IF(E219=0,0,\"Ny data\"),(E219-D219)/D219))","v":0},{"$f":"IF(E219=\"\",IF(F219>0,\"Ny data\",IF(F219=\"\",\"\",0)),IF(E219=0,IF(F219=0,0,\"Ny data\"),(F219-E219)/E219))","v":""}]
["Kælder (< 7 m2) ","stk.",75,0,null,null,{"$f":"IF(D220=\"\",IF(E220>0,\"Ny data\",IF(E220=\"\",\"\",0)),IF(D220=0,IF(E220=0,0,\"Ny data\"),(E220-D220)/D220))","v":0},{"$f":"IF(E220=\"\",IF(F220>0,\"Ny data\",IF(F220=\"\",\"\",0)),IF(E220=0,IF(F220=0,0,\"Ny data\"),(F220-E220)/E220))","v":""}]
["Kælder (7 - 20 m2) ","m2",75,0,null,null,{"$f":"IF(D221=\"\",IF(E221>0,\"Ny data\",IF(E221=\"\",\"\",0)),IF(D221=0,IF(E221=0,0,\"Ny data\"),(E221-D221)/D221))","v":0},{"$f":"IF(E221=\"\",IF(F221>0,\"Ny data\",IF(F221=\"\",\"\",0)),IF(E221=0,IF(F221=0,0,\"Ny data\"),(F221-E221)/E221))","v":""}]
["Kælder (20 - 30 m2)","m2",75,0,null,null,{"$f":"IF(D222=\"\",IF(E222>0,\"Ny data\",IF(E222=\"\",\"\",0)),IF(D222=0,IF(E222=0,0,\"Ny data\"),(E222-D222)/D222))","v":0},{"$f":"IF(E222=\"\",IF(F222>0,\"Ny data\",IF(F222=\"\",\"\",0)),IF(E222=0,IF(F222=0,0,\"Ny data\"),(F222-E222)/E222))","v":""}]
["Installationer (mindre end 7 m2)","stk.",20,0,null,null,{"$f":"IF(D223=\"\",IF(E223>0,\"Ny data\",IF(E223=\"\",\"\",0)),IF(D223=0,IF(E223=0,0,\"Ny data\"),(E223-D223)/D223))","v":0},{"$f":"IF(E223=\"\",IF(F223>0,\"Ny data\",IF(F223=\"\",\"\",0)),IF(E223=0,IF(F223=0,0,\"Ny data\"),(F223-E223)/E223))","v":""}]
["Installationer, Miljøklasse A. (7-20 m2) - Mek/EL","stk.",20,0,null,null,{"$f":"IF(D224=\"\",IF(E224>0,\"Ny data\",IF(E224=\"\",\"\",0)),IF(D224=0,IF(E224=0,0,\"Ny data\"),(E224-D224)/D224))","v":0},{"$f":"IF(E224=\"\",IF(F224>0,\"Ny data\",IF(F224=\"\",\"\",0)),IF(E224=0,IF(F224=0,0,\"Ny data\"),(F224-E224)/E224))","v":""}]
["Installationer, Miljøklasse A. (7-20 m2) - SRO","stk.",10,0,null,null,{"$f":"IF(D225=\"\",IF(E225>0,\"Ny data\",IF(E225=\"\",\"\",0)),IF(D225=0,IF(E225=0,0,\"Ny data\"),(E225-D225)/D225))","v":0},{"$f":"IF(E225=\"\",IF(F225>0,\"Ny data\",IF(F225=\"\",\"\",0)),IF(E225=0,IF(F225=0,0,\"Ny data\"),(F225-E225)/E225))","v":""}]
["Installationer, Miljøklasse A. (20-30 m2) - Mek/EL","stk.",20,0,null,null,{"$f":"IF(D226=\"\",IF(E226>0,\"Ny data\",IF(E226=\"\",\"\",0)),IF(D226=0,IF(E226=0,0,\"Ny data\"),(E226-D226)/D226))","v":0},{"$f":"IF(E226=\"\",IF(F226>0,\"Ny data\",IF(F226=\"\",\"\",0)),IF(E226=0,IF(F226=0,0,\"Ny data\"),(F226-E226)/E226))","v":""}]
["Installationer, Miljøklasse A. (20-30 m2) - SRO","stk.",10,0,null,null,{"$f":"IF(D227=\"\",IF(E227>0,\"Ny data\",IF(E227=\"\",\"\",0)),IF(D227=0,IF(E227=0,0,\"Ny data\"),(E227-D227)/D227))","v":0},{"$f":"IF(E227=\"\",IF(F227>0,\"Ny data\",IF(F227=\"\",\"\",0)),IF(E227=0,IF(F227=0,0,\"Ny data\"),(F227-E227)/E227))","v":""}]
["Installationer, Miljøklasse B. (7-20 m2) - Mek/EL","stk.",20,0,null,null,{"$f":"IF(D228=\"\",IF(E228>0,\"Ny data\",IF(E228=\"\",\"\",0)),IF(D228=0,IF(E228=0,0,\"Ny data\"),(E228-D228)/D228))","v":0},{"$f":"IF(E228=\"\",IF(F228>0,\"Ny data\",IF(F228=\"\",\"\",0)),IF(E228=0,IF(F228=0,0,\"Ny data\"),(F228-E228)/E228))","v":""}]
["Installationer, Miljøklasse B. (7-20 m2) - SRO","stk.",10,0,null,null,{"$f":"IF(D229=\"\",IF(E229>0,\"Ny data\",IF(E229=\"\",\"\",0)),IF(D229=0,IF(E229=0,0,\"Ny data\"),(E229-D229)/D229))","v":0},{"$f":"IF(E229=\"\",IF(F229>0,\"Ny data\",IF(F229=\"\",\"\",0)),IF(E229=0,IF(F229=0,0,\"Ny data\"),(F229-E229)/E229))","v":""}]
["Installationer, Miljøklasse B. (20-30 m2) - Mek/EL","stk.",20,0,null,null,{"$f":"IF(D230=\"\",IF(E230>0,\"Ny data\",IF(E230=\"\",\"\",0)),IF(D230=0,IF(E230=0,0,\"Ny data\"),(E230-D230)/D230))","v":0},{"$f":"IF(E230=\"\",IF(F230>0,\"Ny data\",IF(F230=\"\",\"\",0)),IF(E230=0,IF(F230=0,0,\"Ny data\"),(F230-E230)/E230))","v":""}]
["Installationer, Miljøklasse B. (20-30 m2) - SRO","stk.",10,0,null,null,{"$f":"IF(D231=\"\",IF(E231>0,\"Ny data\",IF(E231=\"\",\"\",0)),IF(D231=0,IF(E231=0,0,\"Ny data\"),(E231-D231)/D231))","v":0},{"$f":"IF(E231=\"\",IF(F231>0,\"Ny data\",IF(F231=\"\",\"\",0)),IF(E231=0,IF(F231=0,0,\"Ny data\"),(F231-E231)/E231))","v":""}]
["Overbygning (efter beliggenhed) ","stk.",75,0,null,null,{"$f":"IF(D232=\"\",IF(E232>0,\"Ny data\",IF(E232=\"\",\"\",0)),IF(D232=0,IF(E232=0,0,\"Ny data\"),(E232-D232)/D232))","v":0},{"$f":"IF(E232=\"\",IF(F232>0,\"Ny data\",IF(F232=\"\",\"\",0)),IF(E232=0,IF(F232=0,0,\"Ny data\"),(F232-E232)/E232))","v":""}]
["Overløbsbygværker - Indre city",null,null,null,null,null,{"$f":"IF(D233=\"\",IF(E233>0,\"Ny data\",IF(E233=\"\",\"\",0)),IF(D233=0,IF(E233=0,0,\"Ny data\"),(E233-D233)/D233))","v":""},{"$f":"IF(E233=\"\",IF(F233>0,\"Ny data\",IF(F233=\"\",\"\",0)),IF(E233=0,IF(F233=0,0,\"Ny data\"),(F233-E233)/E233))","v":""}]
["Kælder (< 7 m2) ","stk.",75,0,null,null,{"$f":"IF(D234=\"\",IF(E234>0,\"Ny data\",IF(E234=\"\",\"\",0)),IF(D234=0,IF(E234=0,0,\"Ny data\"),(E234-D234)/D234))","v":0},{"$f":"IF(E234=\"\",IF(F234>0,\"Ny data\",IF(F234=\"\",\"\",0)),IF(E234=0,IF(F234=0,0,\"Ny data\"),(F234-E234)/E234))","v":""}]
["Kælder (7 - 20 m2) ","m2",75,0,null,null,{"$f":"IF(D235=\"\",IF(E235>0,\"Ny data\",IF(E235=\"\",\"\",0)),IF(D235=0,IF(E235=0,0,\"Ny data\"),(E235-D235)/D235))","v":0},{"$f":"IF(E235=\"\",IF(F235>0,\"Ny data\",IF(F235=\"\",\"\",0)),IF(E235=0,IF(F235=0,0,\"Ny data\"),(F235-E235)/E235))","v":""}]
["Kælder (20 - 30 m2)","m2",75,0,null,null,{"$f":"IF(D236=\"\",IF(E236>0,\"Ny data\",IF(E236=\"\",\"\",0)),IF(D236=0,IF(E236=0,0,\"Ny data\"),(E236-D236)/D236))","v":0},{"$f":"IF(E236=\"\",IF(F236>0,\"Ny data\",IF(F236=\"\",\"\",0)),IF(E236=0,IF(F236=0,0,\"Ny data\"),(F236-E236)/E236))","v":""}]
["Installationer (mindre end 7 m2)","stk.",20,0,null,null,{"$f":"IF(D237=\"\",IF(E237>0,\"Ny data\",IF(E237=\"\",\"\",0)),IF(D237=0,IF(E237=0,0,\"Ny data\"),(E237-D237)/D237))","v":0},{"$f":"IF(E237=\"\",IF(F237>0,\"Ny data\",IF(F237=\"\",\"\",0)),IF(E237=0,IF(F237=0,0,\"Ny data\"),(F237-E237)/E237))","v":""}]
["Installationer, Miljøklasse A. (7-20 m2) - Mek/EL","stk.",20,0,null,null,{"$f":"IF(D238=\"\",IF(E238>0,\"Ny data\",IF(E238=\"\",\"\",0)),IF(D238=0,IF(E238=0,0,\"Ny data\"),(E238-D238)/D238))","v":0},{"$f":"IF(E238=\"\",IF(F238>0,\"Ny data\",IF(F238=\"\",\"\",0)),IF(E238=0,IF(F238=0,0,\"Ny data\"),(F238-E238)/E238))","v":""}]
["Installationer, Miljøklasse A. (7-20 m2) - SRO","stk.",10,0,null,null,{"$f":"IF(D239=\"\",IF(E239>0,\"Ny data\",IF(E239=\"\",\"\",0)),IF(D239=0,IF(E239=0,0,\"Ny data\"),(E239-D239)/D239))","v":0},{"$f":"IF(E239=\"\",IF(F239>0,\"Ny data\",IF(F239=\"\",\"\",0)),IF(E239=0,IF(F239=0,0,\"Ny data\"),(F239-E239)/E239))","v":""}]
["Installationer, Miljøklasse A. (20-30 m2) - Mek/EL","stk.",20,0,null,null,{"$f":"IF(D240=\"\",IF(E240>0,\"Ny data\",IF(E240=\"\",\"\",0)),IF(D240=0,IF(E240=0,0,\"Ny data\"),(E240-D240)/D240))","v":0},{"$f":"IF(E240=\"\",IF(F240>0,\"Ny data\",IF(F240=\"\",\"\",0)),IF(E240=0,IF(F240=0,0,\"Ny data\"),(F240-E240)/E240))","v":""}]
["Installationer, Miljøklasse A. (20-30 m2) - SRO","stk.",10,0,null,null,{"$f":"IF(D241=\"\",IF(E241>0,\"Ny data\",IF(E241=\"\",\"\",0)),IF(D241=0,IF(E241=0,0,\"Ny data\"),(E241-D241)/D241))","v":0},{"$f":"IF(E241=\"\",IF(F241>0,\"Ny data\",IF(F241=\"\",\"\",0)),IF(E241=0,IF(F241=0,0,\"Ny data\"),(F241-E241)/E241))","v":""}]
["Installationer, Miljøklasse B. (7-20 m2) - Mek/EL","stk.",20,0,null,null,{"$f":"IF(D242=\"\",IF(E242>0,\"Ny data\",IF(E242=\"\",\"\",0)),IF(D242=0,IF(E242=0,0,\"Ny data\"),(E242-D242)/D242))","v":0},{"$f":"IF(E242=\"\",IF(F242>0,\"Ny data\",IF(F242=\"\",\"\",0)),IF(E242=0,IF(F242=0,0,\"Ny data\"),(F242-E242)/E242))","v":""}]
["Installationer, Miljøklasse B. (7-20 m2) - SRO","stk.",10,0,null,null,{"$f":"IF(D243=\"\",IF(E243>0,\"Ny data\",IF(E243=\"\",\"\",0)),IF(D243=0,IF(E243=0,0,\"Ny data\"),(E243-D243)/D243))","v":0},{"$f":"IF(E243=\"\",IF(F243>0,\"Ny data\",IF(F243=\"\",\"\",0)),IF(E243=0,IF(F243=0,0,\"Ny data\"),(F243-E243)/E243))","v":""}]
["Installationer, Miljøklasse B. (20-30 m2) - Mek/EL","stk.",20,0,null,null,{"$f":"IF(D244=\"\",IF(E244>0,\"Ny data\",IF(E244=\"\",\"\",0)),IF(D244=0,IF(E244=0,0,\"Ny data\"),(E244-D244)/D244))","v":0},{"$f":"IF(E244=\"\",IF(F244>0,\"Ny data\",IF(F244=\"\",\"\",0)),IF(E244=0,IF(F244=0,0,\"Ny data\"),(F244-E244)/E244))","v":""}]
["Installationer, Miljøklasse B. (20-30 m2) - SRO","stk.",10,0,null,null,{"$f":"IF(D245=\"\",IF(E245>0,\"Ny data\",IF(E245=\"\",\"\",0)),IF(D245=0,IF(E245=0,0,\"Ny data\"),(E245-D245)/D245))","v":0},{"$f":"IF(E245=\"\",IF(F245>0,\"Ny data\",IF(F245=\"\",\"\",0)),IF(E245=0,IF(F245=0,0,\"Ny data\"),(F245-E245)/E245))","v":""}]
["Overbygning","stk.",75,0,null,null,{"$f":"IF(D246=\"\",IF(E246>0,\"Ny data\",IF(E246=\"\",\"\",0)),IF(D246=0,IF(E246=0,0,\"Ny data\"),(E246-D246)/D246))","v":0},{"$f":"IF(E246=\"\",IF(F246>0,\"Ny data\",IF(F246=\"\",\"\",0)),IF(E246=0,IF(F246=0,0,\"Ny data\"),(F246-E246)/E246))","v":""}]
["Forsinkelsesbassiner - Land",null,null,0,null,null,{"$f":"IF(D247=\"\",IF(E247>0,\"Ny data\",IF(E247=\"\",\"\",0)),IF(D247=0,IF(E247=0,0,\"Ny data\"),(E247-D247)/D247))","v":0},{"$f":"IF(E247=\"\",IF(F247>0,\"Ny data\",IF(F247=\"\",\"\",0)),IF(E247=0,IF(F247=0,0,\"Ny data\"),(F247-E247)/E247))","v":""}]
["Forsinkelsesbassiner, lukkede uden automatisk rensning og SRO (mindre end 1.000 m3)","m³",50,0,null,null,{"$f":"IF(D248=\"\",IF(E248>0,\"Ny data\",IF(E248=\"\",\"\",0)),IF(D248=0,IF(E248=0,0,\"Ny data\"),(E248-D248)/D248))","v":0},{"$f":"IF(E248=\"\",IF(F248>0,\"Ny data\",IF(F248=\"\",\"\",0)),IF(E248=0,IF(F248=0,0,\"Ny data\"),(F248-E248)/E248))","v":""}]
["Forsinkelsesbassiner, lukkede med automatisk rensning og SRO (mindre end 1.000 m3) - Konstruktioner","m³",75,0,null,null,{"$f":"IF(D249=\"\",IF(E249>0,\"Ny data\",IF(E249=\"\",\"\",0)),IF(D249=0,IF(E249=0,0,\"Ny data\"),(E249-D249)/D249))","v":0},{"$f":"IF(E249=\"\",IF(F249>0,\"Ny data\",IF(F249=\"\",\"\",0)),IF(E249=0,IF(F249=0,0,\"Ny data\"),(F249-E249)/E249))","v":""}]
["Forsinkelsesbassiner, lukkede med automatisk rensning og SRO (mindre end 1.000 m3) - Mek/EL","m³",20,0,null,null,{"$f":"IF(D250=\"\",IF(E250>0,\"Ny data\",IF(E250=\"\",\"\",0)),IF(D250=0,IF(E250=0,0,\"Ny data\"),(E250-D250)/D250))","v":0},{"$f":"IF(E250=\"\",IF(F250>0,\"Ny data\",IF(F250=\"\",\"\",0)),IF(E250=0,IF(F250=0,0,\"Ny data\"),(F250-E250)/E250))","v":""}]
["Forsinkelsesbassiner, lukkede med automatisk rensning og SRO (mindre end 1.000 m3) - SRO ","m³",10,0,null,null,{"$f":"IF(D251=\"\",IF(E251>0,\"Ny data\",IF(E251=\"\",\"\",0)),IF(D251=0,IF(E251=0,0,\"Ny data\"),(E251-D251)/D251))","v":0},{"$f":"IF(E251=\"\",IF(F251>0,\"Ny data\",IF(F251=\"\",\"\",0)),IF(E251=0,IF(F251=0,0,\"Ny data\"),(F251-E251)/E251))","v":""}]
["Forsinkelsesbassiner, lukkede (1.000-4.000 m3) - Konstruktioner","m³",75,0,null,null,{"$f":"IF(D252=\"\",IF(E252>0,\"Ny data\",IF(E252=\"\",\"\",0)),IF(D252=0,IF(E252=0,0,\"Ny data\"),(E252-D252)/D252))","v":0},{"$f":"IF(E252=\"\",IF(F252>0,\"Ny data\",IF(F252=\"\",\"\",0)),IF(E252=0,IF(F252=0,0,\"Ny data\"),(F252-E252)/E252))","v":""}]
["Forsinkelsesbassiner, lukkede (1.000-4.000 m3) - Mek/EL","m³",20,0,null,null,{"$f":"IF(D253=\"\",IF(E253>0,\"Ny data\",IF(E253=\"\",\"\",0)),IF(D253=0,IF(E253=0,0,\"Ny data\"),(E253-D253)/D253))","v":0},{"$f":"IF(E253=\"\",IF(F253>0,\"Ny data\",IF(F253=\"\",\"\",0)),IF(E253=0,IF(F253=0,0,\"Ny data\"),(F253-E253)/E253))","v":""}]
["Forsinkelsesbassiner, lukkede (1.000-4.000 m3) - SRO","m³",10,0,null,null,{"$f":"IF(D254=\"\",IF(E254>0,\"Ny data\",IF(E254=\"\",\"\",0)),IF(D254=0,IF(E254=0,0,\"Ny data\"),(E254-D254)/D254))","v":0},{"$f":"IF(E254=\"\",IF(F254>0,\"Ny data\",IF(F254=\"\",\"\",0)),IF(E254=0,IF(F254=0,0,\"Ny data\"),(F254-E254)/E254))","v":""}]
["Forsinkelsesbassiner, lukkede (4.000-10.000 m3) - Konstruktioner","m³",75,0,null,null,{"$f":"IF(D255=\"\",IF(E255>0,\"Ny data\",IF(E255=\"\",\"\",0)),IF(D255=0,IF(E255=0,0,\"Ny data\"),(E255-D255)/D255))","v":0},{"$f":"IF(E255=\"\",IF(F255>0,\"Ny data\",IF(F255=\"\",\"\",0)),IF(E255=0,IF(F255=0,0,\"Ny data\"),(F255-E255)/E255))","v":""}]
["Forsinkelsesbassiner, lukkede (4.000-10.000 m3) - Mek/EL","m³",20,0,null,null,{"$f":"IF(D256=\"\",IF(E256>0,\"Ny data\",IF(E256=\"\",\"\",0)),IF(D256=0,IF(E256=0,0,\"Ny data\"),(E256-D256)/D256))","v":0},{"$f":"IF(E256=\"\",IF(F256>0,\"Ny data\",IF(F256=\"\",\"\",0)),IF(E256=0,IF(F256=0,0,\"Ny data\"),(F256-E256)/E256))","v":""}]
["Forsinkelsesbassiner, lukkede (4.000-10.000 m3) - SRO","m³",10,0,null,null,{"$f":"IF(D257=\"\",IF(E257>0,\"Ny data\",IF(E257=\"\",\"\",0)),IF(D257=0,IF(E257=0,0,\"Ny data\"),(E257-D257)/D257))","v":0},{"$f":"IF(E257=\"\",IF(F257>0,\"Ny data\",IF(F257=\"\",\"\",0)),IF(E257=0,IF(F257=0,0,\"Ny data\"),(F257-E257)/E257))","v":""}]
["Forsinkelsesbassiner, lukkede (større end 10.000 m3) - Konstruktioner","m³",75,0,null,null,{"$f":"IF(D258=\"\",IF(E258>0,\"Ny data\",IF(E258=\"\",\"\",0)),IF(D258=0,IF(E258=0,0,\"Ny data\"),(E258-D258)/D258))","v":0},{"$f":"IF(E258=\"\",IF(F258>0,\"Ny data\",IF(F258=\"\",\"\",0)),IF(E258=0,IF(F258=0,0,\"Ny data\"),(F258-E258)/E258))","v":""}]
["Forsinkelsesbassiner, lukkede (større end 10.000 m3) - Mek/EL","m³",20,0,null,null,{"$f":"IF(D259=\"\",IF(E259>0,\"Ny data\",IF(E259=\"\",\"\",0)),IF(D259=0,IF(E259=0,0,\"Ny data\"),(E259-D259)/D259))","v":0},{"$f":"IF(E259=\"\",IF(F259>0,\"Ny data\",IF(F259=\"\",\"\",0)),IF(E259=0,IF(F259=0,0,\"Ny data\"),(F259-E259)/E259))","v":""}]
["Forsinkelsesbassiner, lukkede (større end 10.000 m3) - SRO","m³",10,0,null,null,{"$f":"IF(D260=\"\",IF(E260>0,\"Ny data\",IF(E260=\"\",\"\",0)),IF(D260=0,IF(E260=0,0,\"Ny data\"),(E260-D260)/D260))","v":0},{"$f":"IF(E260=\"\",IF(F260>0,\"Ny data\",IF(F260=\"\",\"\",0)),IF(E260=0,IF(F260=0,0,\"Ny data\"),(F260-E260)/E260))","v":""}]
["Forsinkelsesbassiner - By",null,null,0,null,null,{"$f":"IF(D261=\"\",IF(E261>0,\"Ny data\",IF(E261=\"\",\"\",0)),IF(D261=0,IF(E261=0,0,\"Ny data\"),(E261-D261)/D261))","v":0},{"$f":"IF(E261=\"\",IF(F261>0,\"Ny data\",IF(F261=\"\",\"\",0)),IF(E261=0,IF(F261=0,0,\"Ny data\"),(F261-E261)/E261))","v":""}]
["Forsinkelsesbassiner, lukkede uden automatisk rensning og SRO (mindre end 1.000 m3)","m³",50,0,null,null,{"$f":"IF(D262=\"\",IF(E262>0,\"Ny data\",IF(E262=\"\",\"\",0)),IF(D262=0,IF(E262=0,0,\"Ny data\"),(E262-D262)/D262))","v":0},{"$f":"IF(E262=\"\",IF(F262>0,\"Ny data\",IF(F262=\"\",\"\",0)),IF(E262=0,IF(F262=0,0,\"Ny data\"),(F262-E262)/E262))","v":""}]
["Forsinkelsesbassiner, lukkede med automatisk rensning og SRO (mindre end 1.000 m3) - Konstruktioner","m³",75,0,null,null,{"$f":"IF(D263=\"\",IF(E263>0,\"Ny data\",IF(E263=\"\",\"\",0)),IF(D263=0,IF(E263=0,0,\"Ny data\"),(E263-D263)/D263))","v":0},{"$f":"IF(E263=\"\",IF(F263>0,\"Ny data\",IF(F263=\"\",\"\",0)),IF(E263=0,IF(F263=0,0,\"Ny data\"),(F263-E263)/E263))","v":""}]
["Forsinkelsesbassiner, lukkede med automatisk rensning og SRO (mindre end 1.000 m3) - Mek/EL","m³",20,0,null,null,{"$f":"IF(D264=\"\",IF(E264>0,\"Ny data\",IF(E264=\"\",\"\",0)),IF(D264=0,IF(E264=0,0,\"Ny data\"),(E264-D264)/D264))","v":0},{"$f":"IF(E264=\"\",IF(F264>0,\"Ny data\",IF(F264=\"\",\"\",0)),IF(E264=0,IF(F264=0,0,\"Ny data\"),(F264-E264)/E264))","v":""}]
["Forsinkelsesbassiner, lukkede med automatisk rensning og SRO (mindre end 1.000 m3) - SRO ","m³",10,0,null,null,{"$f":"IF(D265=\"\",IF(E265>0,\"Ny data\",IF(E265=\"\",\"\",0)),IF(D265=0,IF(E265=0,0,\"Ny data\"),(E265-D265)/D265))","v":0},{"$f":"IF(E265=\"\",IF(F265>0,\"Ny data\",IF(F265=\"\",\"\",0)),IF(E265=0,IF(F265=0,0,\"Ny data\"),(F265-E265)/E265))","v":""}]
["Forsinkelsesbassiner, lukkede (1.000-4.000 m3) - Konstruktioner","m³",75,0,null,null,{"$f":"IF(D266=\"\",IF(E266>0,\"Ny data\",IF(E266=\"\",\"\",0)),IF(D266=0,IF(E266=0,0,\"Ny data\"),(E266-D266)/D266))","v":0},{"$f":"IF(E266=\"\",IF(F266>0,\"Ny data\",IF(F266=\"\",\"\",0)),IF(E266=0,IF(F266=0,0,\"Ny data\"),(F266-E266)/E266))","v":""}]
["Forsinkelsesbassiner, lukkede (1.000-4.000 m3) - Mek/EL","m³",20,0,null,null,{"$f":"IF(D267=\"\",IF(E267>0,\"Ny data\",IF(E267=\"\",\"\",0)),IF(D267=0,IF(E267=0,0,\"Ny data\"),(E267-D267)/D267))","v":0},{"$f":"IF(E267=\"\",IF(F267>0,\"Ny data\",IF(F267=\"\",\"\",0)),IF(E267=0,IF(F267=0,0,\"Ny data\"),(F267-E267)/E267))","v":""}]
["Forsinkelsesbassiner, lukkede (1.000-4.000 m3) - SRO","m³",10,0,null,null,{"$f":"IF(D268=\"\",IF(E268>0,\"Ny data\",IF(E268=\"\",\"\",0)),IF(D268=0,IF(E268=0,0,\"Ny data\"),(E268-D268)/D268))","v":0},{"$f":"IF(E268=\"\",IF(F268>0,\"Ny data\",IF(F268=\"\",\"\",0)),IF(E268=0,IF(F268=0,0,\"Ny data\"),(F268-E268)/E268))","v":""}]
["Forsinkelsesbassiner, lukkede (4.000-10.000 m3) - Konstruktioner","m³",75,0,null,null,{"$f":"IF(D269=\"\",IF(E269>0,\"Ny data\",IF(E269=\"\",\"\",0)),IF(D269=0,IF(E269=0,0,\"Ny data\"),(E269-D269)/D269))","v":0},{"$f":"IF(E269=\"\",IF(F269>0,\"Ny data\",IF(F269=\"\",\"\",0)),IF(E269=0,IF(F269=0,0,\"Ny data\"),(F269-E269)/E269))","v":""}]
["Forsinkelsesbassiner, lukkede (4.000-10.000 m3) - Mek/EL","m³",20,0,null,null,{"$f":"IF(D270=\"\",IF(E270>0,\"Ny data\",IF(E270=\"\",\"\",0)),IF(D270=0,IF(E270=0,0,\"Ny data\"),(E270-D270)/D270))","v":0},{"$f":"IF(E270=\"\",IF(F270>0,\"Ny data\",IF(F270=\"\",\"\",0)),IF(E270=0,IF(F270=0,0,\"Ny data\"),(F270-E270)/E270))","v":""}]
["Forsinkelsesbassiner, lukkede (4.000-10.000 m3) - SRO","m³",10,0,null,null,{"$f":"IF(D271=\"\",IF(E271>0,\"Ny data\",IF(E271=\"\",\"\",0)),IF(D271=0,IF(E271=0,0,\"Ny data\"),(E271-D271)/D271))","v":0},{"$f":"IF(E271=\"\",IF(F271>0,\"Ny data\",IF(F271=\"\",\"\",0)),IF(E271=0,IF(F271=0,0,\"Ny data\"),(F271-E271)/E271))","v":""}]
["Forsinkelsesbassiner, lukkede (større end 10.000 m3) - Konstruktioner","m³",75,0,null,null,{"$f":"IF(D272=\"\",IF(E272>0,\"Ny data\",IF(E272=\"\",\"\",0)),IF(D272=0,IF(E272=0,0,\"Ny data\"),(E272-D272)/D272))","v":0},{"$f":"IF(E272=\"\",IF(F272>0,\"Ny data\",IF(F272=\"\",\"\",0)),IF(E272=0,IF(F272=0,0,\"Ny data\"),(F272-E272)/E272))","v":""}]
["Forsinkelsesbassiner, lukkede (større end 10.000 m3) - Mek/EL","m³",20,0,null,null,{"$f":"IF(D273=\"\",IF(E273>0,\"Ny data\",IF(E273=\"\",\"\",0)),IF(D273=0,IF(E273=0,0,\"Ny data\"),(E273-D273)/D273))","v":0},{"$f":"IF(E273=\"\",IF(F273>0,\"Ny data\",IF(F273=\"\",\"\",0)),IF(E273=0,IF(F273=0,0,\"Ny data\"),(F273-E273)/E273))","v":""}]
["Forsinkelsesbassiner, lukkede (større end 10.000 m3) - SRO","m³",10,0,null,null,{"$f":"IF(D274=\"\",IF(E274>0,\"Ny data\",IF(E274=\"\",\"\",0)),IF(D274=0,IF(E274=0,0,\"Ny data\"),(E274-D274)/D274))","v":0},{"$f":"IF(E274=\"\",IF(F274>0,\"Ny data\",IF(F274=\"\",\"\",0)),IF(E274=0,IF(F274=0,0,\"Ny data\"),(F274-E274)/E274))","v":""}]
["Forsinkelsesbassiner - City",null,null,0,null,null,{"$f":"IF(D275=\"\",IF(E275>0,\"Ny data\",IF(E275=\"\",\"\",0)),IF(D275=0,IF(E275=0,0,\"Ny data\"),(E275-D275)/D275))","v":0},{"$f":"IF(E275=\"\",IF(F275>0,\"Ny data\",IF(F275=\"\",\"\",0)),IF(E275=0,IF(F275=0,0,\"Ny data\"),(F275-E275)/E275))","v":""}]
["Forsinkelsesbassiner, lukkede uden automatisk rensning og SRO (mindre end 1.000 m3)","m³",50,0,null,null,{"$f":"IF(D276=\"\",IF(E276>0,\"Ny data\",IF(E276=\"\",\"\",0)),IF(D276=0,IF(E276=0,0,\"Ny data\"),(E276-D276)/D276))","v":0},{"$f":"IF(E276=\"\",IF(F276>0,\"Ny data\",IF(F276=\"\",\"\",0)),IF(E276=0,IF(F276=0,0,\"Ny data\"),(F276-E276)/E276))","v":""}]
["Forsinkelsesbassiner, lukkede med automatisk rensning og SRO (mindre end 1.000 m3) - Konstruktioner","m³",75,0,null,null,{"$f":"IF(D277=\"\",IF(E277>0,\"Ny data\",IF(E277=\"\",\"\",0)),IF(D277=0,IF(E277=0,0,\"Ny data\"),(E277-D277)/D277))","v":0},{"$f":"IF(E277=\"\",IF(F277>0,\"Ny data\",IF(F277=\"\",\"\",0)),IF(E277=0,IF(F277=0,0,\"Ny data\"),(F277-E277)/E277))","v":""}]
["Forsinkelsesbassiner, lukkede med automatisk rensning og SRO (mindre end 1.000 m3) - Mek/EL","m³",20,0,null,null,{"$f":"IF(D278=\"\",IF(E278>0,\"Ny data\",IF(E278=\"\",\"\",0)),IF(D278=0,IF(E278=0,0,\"Ny data\"),(E278-D278)/D278))","v":0},{"$f":"IF(E278=\"\",IF(F278>0,\"Ny data\",IF(F278=\"\",\"\",0)),IF(E278=0,IF(F278=0,0,\"Ny data\"),(F278-E278)/E278))","v":""}]
["Forsinkelsesbassiner, lukkede med automatisk rensning og SRO (mindre end 1.000 m3) - SRO ","m³",10,0,null,null,{"$f":"IF(D279=\"\",IF(E279>0,\"Ny data\",IF(E279=\"\",\"\",0)),IF(D279=0,IF(E279=0,0,\"Ny data\"),(E279-D279)/D279))","v":0},{"$f":"IF(E279=\"\",IF(F279>0,\"Ny data\",IF(F279=\"\",\"\",0)),IF(E279=0,IF(F279=0,0,\"Ny data\"),(F279-E279)/E279))","v":""}]
["Forsinkelsesbassiner, lukkede (1.000-4.000 m3) - Konstruktioner","m³",75,0,null,null,{"$f":"IF(D280=\"\",IF(E280>0,\"Ny data\",IF(E280=\"\",\"\",0)),IF(D280=0,IF(E280=0,0,\"Ny data\"),(E280-D280)/D280))","v":0},{"$f":"IF(E280=\"\",IF(F280>0,\"Ny data\",IF(F280=\"\",\"\",0)),IF(E280=0,IF(F280=0,0,\"Ny data\"),(F280-E280)/E280))","v":""}]
["Forsinkelsesbassiner, lukkede (1.000-4.000 m3) - Mek/EL","m³",20,0,null,null,{"$f":"IF(D281=\"\",IF(E281>0,\"Ny data\",IF(E281=\"\",\"\",0)),IF(D281=0,IF(E281=0,0,\"Ny data\"),(E281-D281)/D281))","v":0},{"$f":"IF(E281=\"\",IF(F281>0,\"Ny data\",IF(F281=\"\",\"\",0)),IF(E281=0,IF(F281=0,0,\"Ny data\"),(F281-E281)/E281))","v":""}]
["Forsinkelsesbassiner, lukkede (1.000-4.000 m3) - SRO","m³",10,0,null,null,{"$f":"IF(D282=\"\",IF(E282>0,\"Ny data\",IF(E282=\"\",\"\",0)),IF(D282=0,IF(E282=0,0,\"Ny data\"),(E282-D282)/D282))","v":0},{"$f":"IF(E282=\"\",IF(F282>0,\"Ny data\",IF(F282=\"\",\"\",0)),IF(E282=0,IF(F282=0,0,\"Ny data\"),(F282-E282)/E282))","v":""}]
["Forsinkelsesbassiner, lukkede (4.000-10.000 m3) - Konstruktioner","m³",75,0,null,null,{"$f":"IF(D283=\"\",IF(E283>0,\"Ny data\",IF(E283=\"\",\"\",0)),IF(D283=0,IF(E283=0,0,\"Ny data\"),(E283-D283)/D283))","v":0},{"$f":"IF(E283=\"\",IF(F283>0,\"Ny data\",IF(F283=\"\",\"\",0)),IF(E283=0,IF(F283=0,0,\"Ny data\"),(F283-E283)/E283))","v":""}]
["Forsinkelsesbassiner, lukkede (4.000-10.000 m3) - Mek/EL","m³",20,0,null,null,{"$f":"IF(D284=\"\",IF(E284>0,\"Ny data\",IF(E284=\"\",\"\",0)),IF(D284=0,IF(E284=0,0,\"Ny data\"),(E284-D284)/D284))","v":0},{"$f":"IF(E284=\"\",IF(F284>0,\"Ny data\",IF(F284=\"\",\"\",0)),IF(E284=0,IF(F284=0,0,\"Ny data\"),(F284-E284)/E284))","v":""}]
["Forsinkelsesbassiner, lukkede (4.000-10.000 m3) - SRO","m³",10,0,null,null,{"$f":"IF(D285=\"\",IF(E285>0,\"Ny data\",IF(E285=\"\",\"\",0)),IF(D285=0,IF(E285=0,0,\"Ny data\"),(E285-D285)/D285))","v":0},{"$f":"IF(E285=\"\",IF(F285>0,\"Ny data\",IF(F285=\"\",\"\",0)),IF(E285=0,IF(F285=0,0,\"Ny data\"),(F285-E285)/E285))","v":""}]
["Forsinkelsesbassiner, lukkede (større end 10.000 m3) - Konstruktioner","m³",75,0,null,null,{"$f":"IF(D286=\"\",IF(E286>0,\"Ny data\",IF(E286=\"\",\"\",0)),IF(D286=0,IF(E286=0,0,\"Ny data\"),(E286-D286)/D286))","v":0},{"$f":"IF(E286=\"\",IF(F286>0,\"Ny data\",IF(F286=\"\",\"\",0)),IF(E286=0,IF(F286=0,0,\"Ny data\"),(F286-E286)/E286))","v":""}]
["Forsinkelsesbassiner, lukkede (større end 10.000 m3) - Mek/EL","m³",20,0,null,null,{"$f":"IF(D287=\"\",IF(E287>0,\"Ny data\",IF(E287=\"\",\"\",0)),IF(D287=0,IF(E287=0,0,\"Ny data\"),(E287-D287)/D287))","v":0},{"$f":"IF(E287=\"\",IF(F287>0,\"Ny data\",IF(F287=\"\",\"\",0)),IF(E287=0,IF(F287=0,0,\"Ny data\"),(F287-E287)/E287))","v":""}]
["Forsinkelsesbassiner, lukkede (større end 10.000 m3) - SRO","m³",10,0,null,null,{"$f":"IF(D288=\"\",IF(E288>0,\"Ny data\",IF(E288=\"\",\"\",0)),IF(D288=0,IF(E288=0,0,\"Ny data\"),(E288-D288)/D288))","v":0},{"$f":"IF(E288=\"\",IF(F288>0,\"Ny data\",IF(F288=\"\",\"\",0)),IF(E288=0,IF(F288=0,0,\"Ny data\"),(F288-E288)/E288))","v":""}]
["Forsinkelsesbassiner - Indre city",null,null,0,null,null,{"$f":"IF(D289=\"\",IF(E289>0,\"Ny data\",IF(E289=\"\",\"\",0)),IF(D289=0,IF(E289=0,0,\"Ny data\"),(E289-D289)/D289))","v":0},{"$f":"IF(E289=\"\",IF(F289>0,\"Ny data\",IF(F289=\"\",\"\",0)),IF(E289=0,IF(F289=0,0,\"Ny data\"),(F289-E289)/E289))","v":""}]
["Forsinkelsesbassiner, lukkede uden automatisk rensning og SRO (mindre end 1.000 m3)","m³",50,0,null,null,{"$f":"IF(D290=\"\",IF(E290>0,\"Ny data\",IF(E290=\"\",\"\",0)),IF(D290=0,IF(E290=0,0,\"Ny data\"),(E290-D290)/D290))","v":0},{"$f":"IF(E290=\"\",IF(F290>0,\"Ny data\",IF(F290=\"\",\"\",0)),IF(E290=0,IF(F290=0,0,\"Ny data\"),(F290-E290)/E290))","v":""}]
["Forsinkelsesbassiner, lukkede med automatisk rensning og SRO (mindre end 1.000 m3) - Konstruktioner","m³",75,0,null,null,{"$f":"IF(D291=\"\",IF(E291>0,\"Ny data\",IF(E291=\"\",\"\",0)),IF(D291=0,IF(E291=0,0,\"Ny data\"),(E291-D291)/D291))","v":0},{"$f":"IF(E291=\"\",IF(F291>0,\"Ny data\",IF(F291=\"\",\"\",0)),IF(E291=0,IF(F291=0,0,\"Ny data\"),(F291-E291)/E291))","v":""}]
["Forsinkelsesbassiner, lukkede med automatisk rensning og SRO (mindre end 1.000 m3) - Mek/EL","m³",20,0,null,null,{"$f":"IF(D292=\"\",IF(E292>0,\"Ny data\",IF(E292=\"\",\"\",0)),IF(D292=0,IF(E292=0,0,\"Ny data\"),(E292-D292)/D292))","v":0},{"$f":"IF(E292=\"\",IF(F292>0,\"Ny data\",IF(F292=\"\",\"\",0)),IF(E292=0,IF(F292=0,0,\"Ny data\"),(F292-E292)/E292))","v":""}]
["Forsinkelsesbassiner, lukkede med automatisk rensning og SRO (mindre end 1.000 m3) - SRO ","m³",10,0,null,null,{"$f":"IF(D293=\"\",IF(E293>0,\"Ny data\",IF(E293=\"\",\"\",0)),IF(D293=0,IF(E293=0,0,\"Ny data\"),(E293-D293)/D293))","v":0},{"$f":"IF(E293=\"\",IF(F293>0,\"Ny data\",IF(F293=\"\",\"\",0)),IF(E293=0,IF(F293=0,0,\"Ny data\"),(F293-E293)/E293))","v":""}]
["Forsinkelsesbassiner, lukkede (1.000-4.000 m3) - Konstruktioner","m³",75,0,null,null,{"$f":"IF(D294=\"\",IF(E294>0,\"Ny data\",IF(E294=\"\",\"\",0)),IF(D294=0,IF(E294=0,0,\"Ny data\"),(E294-D294)/D294))","v":0},{"$f":"IF(E294=\"\",IF(F294>0,\"Ny data\",IF(F294=\"\",\"\",0)),IF(E294=0,IF(F294=0,0,\"Ny data\"),(F294-E294)/E294))","v":""}]
["Forsinkelsesbassiner, lukkede (1.000-4.000 m3) - Mek/EL","m³",20,0,null,null,{"$f":"IF(D295=\"\",IF(E295>0,\"Ny data\",IF(E295=\"\",\"\",0)),IF(D295=0,IF(E295=0,0,\"Ny data\"),(E295-D295)/D295))","v":0},{"$f":"IF(E295=\"\",IF(F295>0,\"Ny data\",IF(F295=\"\",\"\",0)),IF(E295=0,IF(F295=0,0,\"Ny data\"),(F295-E295)/E295))","v":""}]
["Forsinkelsesbassiner, lukkede (1.000-4.000 m3) - SRO","m³",10,0,null,null,{"$f":"IF(D296=\"\",IF(E296>0,\"Ny data\",IF(E296=\"\",\"\",0)),IF(D296=0,IF(E296=0,0,\"Ny data\"),(E296-D296)/D296))","v":0},{"$f":"IF(E296=\"\",IF(F296>0,\"Ny data\",IF(F296=\"\",\"\",0)),IF(E296=0,IF(F296=0,0,\"Ny data\"),(F296-E296)/E296))","v":""}]
["Forsinkelsesbassiner, lukkede (4.000-10.000 m3) - Konstruktioner","m³",75,0,null,null,{"$f":"IF(D297=\"\",IF(E297>0,\"Ny data\",IF(E297=\"\",\"\",0)),IF(D297=0,IF(E297=0,0,\"Ny data\"),(E297-D297)/D297))","v":0},{"$f":"IF(E297=\"\",IF(F297>0,\"Ny data\",IF(F297=\"\",\"\",0)),IF(E297=0,IF(F297=0,0,\"Ny data\"),(F297-E297)/E297))","v":""}]
["Forsinkelsesbassiner, lukkede (4.000-10.000 m3) - Mek/EL","m³",20,0,null,null,{"$f":"IF(D298=\"\",IF(E298>0,\"Ny data\",IF(E298=\"\",\"\",0)),IF(D298=0,IF(E298=0,0,\"Ny data\"),(E298-D298)/D298))","v":0},{"$f":"IF(E298=\"\",IF(F298>0,\"Ny data\",IF(F298=\"\",\"\",0)),IF(E298=0,IF(F298=0,0,\"Ny data\"),(F298-E298)/E298))","v":""}]
["Forsinkelsesbassiner, lukkede (4.000-10.000 m3) - SRO","m³",10,0,null,null,{"$f":"IF(D299=\"\",IF(E299>0,\"Ny data\",IF(E299=\"\",\"\",0)),IF(D299=0,IF(E299=0,0,\"Ny data\"),(E299-D299)/D299))","v":0},{"$f":"IF(E299=\"\",IF(F299>0,\"Ny data\",IF(F299=\"\",\"\",0)),IF(E299=0,IF(F299=0,0,\"Ny data\"),(F299-E299)/E299))","v":""}]
["Forsinkelsesbassiner, lukkede (større end 10.000 m3) - Konstruktioner","m³",75,0,null,null,{"$f":"IF(D300=\"\",IF(E300>0,\"Ny data\",IF(E300=\"\",\"\",0)),IF(D300=0,IF(E300=0,0,\"Ny data\"),(E300-D300)/D300))","v":0},{"$f":"IF(E300=\"\",IF(F300>0,\"Ny data\",IF(F300=\"\",\"\",0)),IF(E300=0,IF(F300=0,0,\"Ny data\"),(F300-E300)/E300))","v":""}]
["Forsinkelsesbassiner, lukkede (større end 10.000 m3) - Mek/EL","m³",20,0,null,null,{"$f":"IF(D301=\"\",IF(E301>0,\"Ny data\",IF(E301=\"\",\"\",0)),IF(D301=0,IF(E301=0,0,\"Ny data\"),(E301-D301)/D301))","v":0},{"$f":"IF(E301=\"\",IF(F301>0,\"Ny data\",IF(F301=\"\",\"\",0)),IF(E301=0,IF(F301=0,0,\"Ny data\"),(F301-E301)/E301))","v":""}]
["Forsinkelsesbassiner, lukkede (større end 10.000 m3) - SRO","m³",10,0,null,null,{"$f":"IF(D302=\"\",IF(E302>0,\"Ny data\",IF(E302=\"\",\"\",0)),IF(D302=0,IF(E302=0,0,\"Ny data\"),(E302-D302)/D302))","v":0},{"$f":"IF(E302=\"\",IF(F302>0,\"Ny data\",IF(F302=\"\",\"\",0)),IF(E302=0,IF(F302=0,0,\"Ny data\"),(F302-E302)/E302))","v":""}]
["Sparebassin/Laguner/Jordbassiner - Land",null,null,null,null,null,{"$f":"IF(D303=\"\",IF(E303>0,\"Ny data\",IF(E303=\"\",\"\",0)),IF(D303=0,IF(E303=0,0,\"Ny data\"),(E303-D303)/D303))","v":""},{"$f":"IF(E303=\"\",IF(F303>0,\"Ny data\",IF(F303=\"\",\"\",0)),IF(E303=0,IF(F303=0,0,\"Ny data\"),(F303-E303)/E303))","v":""}]
["Jordbassin Klasse A og B","m³",50,1740,null,null,{"$f":"IF(D304=\"\",IF(E304>0,\"Ny data\",IF(E304=\"\",\"\",0)),IF(D304=0,IF(E304=0,0,\"Ny data\"),(E304-D304)/D304))","v":-1},{"$f":"IF(E304=\"\",IF(F304>0,\"Ny data\",IF(F304=\"\",\"\",0)),IF(E304=0,IF(F304=0,0,\"Ny data\"),(F304-E304)/E304))","v":""}]
["Indløb-/udløbsarrangement","stk.",75,0,null,null,{"$f":"IF(D305=\"\",IF(E305>0,\"Ny data\",IF(E305=\"\",\"\",0)),IF(D305=0,IF(E305=0,0,\"Ny data\"),(E305-D305)/D305))","v":0},{"$f":"IF(E305=\"\",IF(F305>0,\"Ny data\",IF(F305=\"\",\"\",0)),IF(E305=0,IF(F305=0,0,\"Ny data\"),(F305-E305)/E305))","v":""}]
["Andre bygninger (tekniske installationer, målere mv.)","m2",75,0,null,null,{"$f":"IF(D306=\"\",IF(E306>0,\"Ny data\",IF(E306=\"\",\"\",0)),IF(D306=0,IF(E306=0,0,\"Ny data\"),(E306-D306)/D306))","v":0},{"$f":"IF(E306=\"\",IF(F306>0,\"Ny data\",IF(F306=\"\",\"\",0)),IF(E306=0,IF(F306=0,0,\"Ny data\"),(F306-E306)/E306))","v":""}]
["Sparebassin/Laguner/Jordbassiner - By",null,null,0,null,null,{"$f":"IF(D307=\"\",IF(E307>0,\"Ny data\",IF(E307=\"\",\"\",0)),IF(D307=0,IF(E307=0,0,\"Ny data\"),(E307-D307)/D307))","v":0},{"$f":"IF(E307=\"\",IF(F307>0,\"Ny data\",IF(F307=\"\",\"\",0)),IF(E307=0,IF(F307=0,0,\"Ny data\"),(F307-E307)/E307))","v":""}]
["Jordbassin Klasse A og B","m³",50,0,null,null,{"$f":"IF(D308=\"\",IF(E308>0,\"Ny data\",IF(E308=\"\",\"\",0)),IF(D308=0,IF(E308=0,0,\"Ny data\"),(E308-D308)/D308))","v":0},{"$f":"IF(E308=\"\",IF(F308>0,\"Ny data\",IF(F308=\"\",\"\",0)),IF(E308=0,IF(F308=0,0,\"Ny data\"),(F308-E308)/E308))","v":""}]
["Indløb-/udløbsarrangement","stk.",75,0,null,null,{"$f":"IF(D309=\"\",IF(E309>0,\"Ny data\",IF(E309=\"\",\"\",0)),IF(D309=0,IF(E309=0,0,\"Ny data\"),(E309-D309)/D309))","v":0},{"$f":"IF(E309=\"\",IF(F309>0,\"Ny data\",IF(F309=\"\",\"\",0)),IF(E309=0,IF(F309=0,0,\"Ny data\"),(F309-E309)/E309))","v":""}]
["Andre bygninger (tekniske installationer, målere mv.)","m2",75,0,null,null,{"$f":"IF(D310=\"\",IF(E310>0,\"Ny data\",IF(E310=\"\",\"\",0)),IF(D310=0,IF(E310=0,0,\"Ny data\"),(E310-D310)/D310))","v":0},{"$f":"IF(E310=\"\",IF(F310>0,\"Ny data\",IF(F310=\"\",\"\",0)),IF(E310=0,IF(F310=0,0,\"Ny data\"),(F310-E310)/E310))","v":""}]
["Sparebassin/Laguner/Jordbassiner - City",null,null,0,null,null,{"$f":"IF(D311=\"\",IF(E311>0,\"Ny data\",IF(E311=\"\",\"\",0)),IF(D311=0,IF(E311=0,0,\"Ny data\"),(E311-D311)/D311))","v":0},{"$f":"IF(E311=\"\",IF(F311>0,\"Ny data\",IF(F311=\"\",\"\",0)),IF(E311=0,IF(F311=0,0,\"Ny data\"),(F311-E311)/E311))","v":""}]
["Jordbassin Klasse A og B","m³",50,0,null,null,{"$f":"IF(D312=\"\",IF(E312>0,\"Ny data\",IF(E312=\"\",\"\",0)),IF(D312=0,IF(E312=0,0,\"Ny data\"),(E312-D312)/D312))","v":0},{"$f":"IF(E312=\"\",IF(F312>0,\"Ny data\",IF(F312=\"\",\"\",0)),IF(E312=0,IF(F312=0,0,\"Ny data\"),(F312-E312)/E312))","v":""}]
["Indløb-/udløbsarrangement","stk.",75,0,null,null,{"$f":"IF(D313=\"\",IF(E313>0,\"Ny data\",IF(E313=\"\",\"\",0)),IF(D313=0,IF(E313=0,0,\"Ny data\"),(E313-D313)/D313))","v":0},{"$f":"IF(E313=\"\",IF(F313>0,\"Ny data\",IF(F313=\"\",\"\",0)),IF(E313=0,IF(F313=0,0,\"Ny data\"),(F313-E313)/E313))","v":""}]
["Andre bygninger (tekniske installationer, målere mv.)","m2",75,0,null,null,{"$f":"IF(D314=\"\",IF(E314>0,\"Ny data\",IF(E314=\"\",\"\",0)),IF(D314=0,IF(E314=0,0,\"Ny data\"),(E314-D314)/D314))","v":0},{"$f":"IF(E314=\"\",IF(F314>0,\"Ny data\",IF(F314=\"\",\"\",0)),IF(E314=0,IF(F314=0,0,\"Ny data\"),(F314-E314)/E314))","v":""}]
["Sparebassin/Laguner/Jordbassiner - Indre city",null,null,0,null,null,{"$f":"IF(D315=\"\",IF(E315>0,\"Ny data\",IF(E315=\"\",\"\",0)),IF(D315=0,IF(E315=0,0,\"Ny data\"),(E315-D315)/D315))","v":0},{"$f":"IF(E315=\"\",IF(F315>0,\"Ny data\",IF(F315=\"\",\"\",0)),IF(E315=0,IF(F315=0,0,\"Ny data\"),(F315-E315)/E315))","v":""}]
["Jordbassin Klasse A og B","m³",50,0,null,null,{"$f":"IF(D316=\"\",IF(E316>0,\"Ny data\",IF(E316=\"\",\"\",0)),IF(D316=0,IF(E316=0,0,\"Ny data\"),(E316-D316)/D316))","v":0},{"$f":"IF(E316=\"\",IF(F316>0,\"Ny data\",IF(F316=\"\",\"\",0)),IF(E316=0,IF(F316=0,0,\"Ny data\"),(F316-E316)/E316))","v":""}]
["Indløb-/udløbsarrangement","stk.",75,0,null,null,{"$f":"IF(D317=\"\",IF(E317>0,\"Ny data\",IF(E317=\"\",\"\",0)),IF(D317=0,IF(E317=0,0,\"Ny data\"),(E317-D317)/D317))","v":0},{"$f":"IF(E317=\"\",IF(F317>0,\"Ny data\",IF(F317=\"\",\"\",0)),IF(E317=0,IF(F317=0,0,\"Ny data\"),(F317-E317)/E317))","v":""}]
["Andre bygninger (tekniske installationer, målere mv.)","m2",75,0,null,null,{"$f":"IF(D318=\"\",IF(E318>0,\"Ny data\",IF(E318=\"\",\"\",0)),IF(D318=0,IF(E318=0,0,\"Ny data\"),(E318-D318)/D318))","v":0},{"$f":"IF(E318=\"\",IF(F318>0,\"Ny data\",IF(F318=\"\",\"\",0)),IF(E318=0,IF(F318=0,0,\"Ny data\"),(F318-E318)/E318))","v":""}]

{"sheet":"Fællesfunktionsanlæg","index":2,"n_rows":13,"n_cols":9,"rows_kept":13,"cut":false,"hidden":false,"merged":[[0,0,1,0],[0,1,1,1],[0,2,1,2],[0,3,1,3],[0,8,1,8],[0,4,1,4],[0,5,1,5],[0,6,1,6],[0,7,1,7]]}
["Fællesfunktionsanlæg","Enhed","Standard-levetid","Samlet mængde per 31/12-2022","Samlet mængde per 31/12-2023","Samlet mængde per 31/12-2024","Afvigelse 2022-2023","Afvigelse 2023-2024","Bemærkninger"]
[]
["Andre",null,null,null,null,null,{"$f":"IF(D3=\"\",IF(E3>0,\"Ny data\",IF(E3=\"\",\"\",0)),IF(D3=0,IF(E3=0,0,\"Ny data\"),(E3-D3)/D3))","v":""},{"$f":"IF(E3=\"\",IF(F3>0,\"Ny data\",IF(F3=\"\",\"\",0)),IF(E3=0,IF(F3=0,0,\"Ny data\"),(F3-E3)/E3))","v":""}]
["Administrationbygninger","m2",75,{"$f":"+C4+7*13","v":166},null,null,{"$f":"IF(D4=\"\",IF(E4>0,\"Ny data\",IF(E4=\"\",\"\",0)),IF(D4=0,IF(E4=0,0,\"Ny data\"),(E4-D4)/D4))","v":-1},{"$f":"IF(E4=\"\",IF(F4>0,\"Ny data\",IF(F4=\"\",\"\",0)),IF(E4=0,IF(F4=0,0,\"Ny data\"),(F4-E4)/E4))","v":""}]
["Arbejdsplads og kontor","stk.",5,50,null,null,{"$f":"IF(D5=\"\",IF(E5>0,\"Ny data\",IF(E5=\"\",\"\",0)),IF(D5=0,IF(E5=0,0,\"Ny data\"),(E5-D5)/D5))","v":-1},{"$f":"IF(E5=\"\",IF(F5>0,\"Ny data\",IF(F5=\"\",\"\",0)),IF(E5=0,IF(F5=0,0,\"Ny data\"),(F5-E5)/E5))","v":""}]
["Køretøjer, personbil","stk.",5,4,null,null,{"$f":"IF(D6=\"\",IF(E6>0,\"Ny data\",IF(E6=\"\",\"\",0)),IF(D6=0,IF(E6=0,0,\"Ny data\"),(E6-D6)/D6))","v":-1},{"$f":"IF(E6=\"\",IF(F6>0,\"Ny data\",IF(F6=\"\",\"\",0)),IF(E6=0,IF(F6=0,0,\"Ny data\"),(F6-E6)/E6))","v":""}]
["Køretøjer, små lastvogne (< 3.500 kg.)","stk.",5,7,null,null,{"$f":"IF(D7=\"\",IF(E7>0,\"Ny data\",IF(E7=\"\",\"\",0)),IF(D7=0,IF(E7=0,0,\"Ny data\"),(E7-D7)/D7))","v":-1},{"$f":"IF(E7=\"\",IF(F7>0,\"Ny data\",IF(F7=\"\",\"\",0)),IF(E7=0,IF(F7=0,0,\"Ny data\"),(F7-E7)/E7))","v":""}]
["Køretøjer, store lastvogne (> 3.500 kg.)","stk.",5,0,null,null,{"$f":"IF(D8=\"\",IF(E8>0,\"Ny data\",IF(E8=\"\",\"\",0)),IF(D8=0,IF(E8=0,0,\"Ny data\"),(E8-D8)/D8))","v":0},{"$f":"IF(E8=\"\",IF(F8>0,\"Ny data\",IF(F8=\"\",\"\",0)),IF(E8=0,IF(F8=0,0,\"Ny data\"),(F8-E8)/E8))","v":""}]
["Køretøjer, entreprenørmaskiner","stk.",5,21,null,null,{"$f":"IF(D9=\"\",IF(E9>0,\"Ny data\",IF(E9=\"\",\"\",0)),IF(D9=0,IF(E9=0,0,\"Ny data\"),(E9-D9)/D9))","v":-1},{"$f":"IF(E9=\"\",IF(F9>0,\"Ny data\",IF(F9=\"\",\"\",0)),IF(E9=0,IF(F9=0,0,\"Ny data\"),(F9-E9)/E9))","v":""}]
["Slamsugere","stk.",5,0,null,null,{"$f":"IF(D10=\"\",IF(E10>0,\"Ny data\",IF(E10=\"\",\"\",0)),IF(D10=0,IF(E10=0,0,\"Ny data\"),(E10-D10)/D10))","v":0},{"$f":"IF(E10=\"\",IF(F10>0,\"Ny data\",IF(F10=\"\",\"\",0)),IF(E10=0,IF(F10=0,0,\"Ny data\"),(F10-E10)/E10))","v":""}]
["Værksteder, garager","m2",75,3582,null,null,{"$f":"IF(D11=\"\",IF(E11>0,\"Ny data\",IF(E11=\"\",\"\",0)),IF(D11=0,IF(E11=0,0,\"Ny data\"),(E11-D11)/D11))","v":-1},{"$f":"IF(E11=\"\",IF(F11>0,\"Ny data\",IF(F11=\"\",\"\",0)),IF(E11=0,IF(F11=0,0,\"Ny data\"),(F11-E11)/E11))","v":""}]
["Solcelleanlæg eksl. Inverter","kWp",25,114,null,null,{"$f":"IF(D12=\"\",IF(E12>0,\"Ny data\",IF(E12=\"\",\"\",0)),IF(D12=0,IF(E12=0,0,\"Ny data\"),(E12-D12)/D12))","v":-1},{"$f":"IF(E12=\"\",IF(F12>0,\"Ny data\",IF(F12=\"\",\"\",0)),IF(E12=0,IF(F12=0,0,\"Ny data\"),(F12-E12)/E12))","v":""}]
["Inverter til solcelleanlæg","kWp",10,114,null,null,{"$f":"IF(D13=\"\",IF(E13>0,\"Ny data\",IF(E13=\"\",\"\",0)),IF(D13=0,IF(E13=0,0,\"Ny data\"),(E13-D13)/D13))","v":-1},{"$f":"IF(E13=\"\",IF(F13>0,\"Ny data\",IF(F13=\"\",\"\",0)),IF(E13=0,IF(F13=0,0,\"Ny data\"),(F13-E13)/E13))","v":""}]