{"text_format":"1","workbook":"xlsx","n_sheets":3,"sheets":["Produktionsanlæg","Distributionsanlæg","Fællesfunktionsanlæg"],"not_rendered":{"charts":0,"images":0,"macros":1,"external_links":0,"defined_names":2,"comments":0,"pivot_tables":0},"unopened":[],"bounds":{"document_bytes":16777216,"sheet_cells":100000,"rows_first":2000,"rows_last":500,"rows_between":2000,"halvings":0,"cell_chars":16384,"cell_head_chars":4096},"cells_cut":0,"cells_raw":0,"read":"whole","date_system":"1900"}

{"sheet":"Produktionsanlæg","index":0,"n_rows":1928,"n_cols":9,"rows_kept":1928,"cut":false,"hidden":false,"merged":[[0,0,1,0],[0,1,1,1],[0,2,1,2],[0,3,1,3],[0,8,1,8],[0,4,1,4],[0,5,1,5],[0,6,1,6],[0,7,1,7]]}
["Produktionsanlæg","Enhed","Standard-levetid","Samlet mængde per 31/12-2022","Samlet mængde per 31/12-2023","Samlet mængde per 31/12-2024","Afvigelse 2022-2023","Afvigelse 2023-2024","Bemærkninger"]
[]
["Renseanlæg 1",null,null,null,null,null,{"$f":"IF(D3=\"\",IF(E3>0,\"Ny data\",IF(E3=\"\",\"\",0)),IF(D3=0,IF(E3=0,0,\"Ny data\"),(E3-D3)/D3))","v":""},{"$f":"IF(E3=\"\",IF(F3>0,\"Ny data\",IF(F3=\"\",\"\",0)),IF(E3=0,IF(F3=0,0,\"Ny data\"),(F3-E3)/E3))","v":""}]
["Mindre renseanlæg",null,null,null,null,null,"",""]
["Mindre renseanlæg < 5.000 PE","PE",40,250,250,250,0,0]
["Renseanlæg >= 5.000 PE, Vandbehandling",null,null,null,null,null,"",""]
["Indløb med riste, Konstruktioner","PE",60,15828,15828,15828,0,0]
["Indløb med riste, Mek/EL","PE",20,15828,15828,15828,0,0]
["Indløb med riste, SRO","PE",10,15828,15828,15828,0,0]
["Sand- og fedtfang, Kontruktioner","PE",60,15828,15828,15828,0,0]
["Sand- og fedtfang, Mek/EL","PE",20,15828,15828,15828,0,0]
["Sand- og fedtfang, SRO","PE",10,15828,15828,15828,0,0]
["Forklaring, Konstruktioner","PE",60,15828,0,0,-1,0,"ændre data"]
["Forklaring, Mek/EL","PE",20,15828,0,0,-1,0,"ændre data"]
["Forklaring, SRO","PE",10,15828,0,0,-1,0,"ændre data"]
["Beluftningstanke, Konstruktioner","PE",60,15828,15828,15828,0,0]
["Beluftningstanke, Mek/EL","PE",20,15828,15828,15828,0,0]
["Beluftningstanke, SRO","PE",10,15828,15828,15828,0,0]
["Efterklaringstanke, Konstruktioner","PE",60,15828,15828,15828,0,0]
["Efterklaringstanke, Mek/El","PE",20,15828,15828,15828,0,0]
["Efterklaringstanke, SRO","PE",10,15828,15828,15828,0,0]
["Efterbehandlingsanlæg (sandfilter), Konstruktioner","PE",60,0,null,null,0,""]
["Efterbehandlingsanlæg (sandfilter), Mek/EL","PE",20,0,null,null,0,""]
["Efterbehandlingsanlæg (sandfilter), SRO","PE",10,0,null,null,0,""]
["Renseanlæg >= 5.000 PE, Slambehandling",null,null,null,null,null,"",""]
["Forafvanding, slam, Konstruktion","PE",60,0,null,null,0,""]
["Forafvanding, slam, Mek/EL","PE",20,0,null,null,0,""]
["Forafvanding, slam, SRO","PE",10,0,null,null,0,""]
["Rådnetanke, slam, Konstruktioner","PE",60,0,null,null,0,""]
["Rådnetanke, slam, Mek/EL","PE",20,0,null,null,0,""]
["Rådnetanke, slam, SRO","PE",10,0,null,null,0,""]
["Gasdisponering, Konstruktioner","PE",60,0,null,null,0,""]
["Gasdisponering, Mek/EL","PE",20,0,null,null,0,""]
["Gasdisponering, SRO","PE",10,0,null,null,0,""]
["Gasdisponering - elproduktionsanlæg, Konstruktioner","PE",60,0,null,null,0,""]
["Gasdisponering - elproduktionsanlæg, Mek/EL","PE",20,0,null,null,0,""]
["Gasdisponering - elproduktionsanlæg, SRO","PE",10,0,null,null,0,""]
["Gasrensning - Aktivt kulfilter","m3/t",15,0,null,null,0,""]
["Gasrensning - Biologisk skrubber","m3/t",15,0,null,null,0,""]
["Opgraderingsanlæg - Membran","m3/t",15,0,null,null,0,""]
["Varmeproduktionsanlæg","m3/t",15,0,null,null,0,""]
["Slutafvanding, slam - lavteknologisk (slambede), Konstruktioner","PE",60,0,null,null,0,""]
["Slutafvanding, slam - lavteknologisk (slambede), Mek/EL","PE",20,0,null,null,0,""]
["Slutafvanding, slam - lavteknologisk (slambede), SRO","PE",10,0,null,null,0,""]
["Slutafvanding, slam - højteknologisk (centrifuger), Konstruktioner","PE",60,15828,15828,15828,0,0]
["Slutafvanding, slam - højteknologisk (centrifuger), Mek/El","PE",20,15828,15828,15828,0,0]
["Slutafvanding, slam - højteknologisk (centrifuger), SRO","PE",10,15828,15828,15828,0,0]
["Renseanlæg >= 5.000 PE, Slamdisponering",null,null,null,null,null,"",""]
["Slutdisponering, slam - lavteknologisk (slammineralisering), Konstruktioner","PE",60,0,null,null,0,""]
["Slutdisponering, slam - lavteknologisk (slammineralisering), Mek/EL","PE",20,0,null,null,0,""]
["Slutdisponering, slam - lavteknologisk (slammineralisering), SRO","PE",10,0,null,null,0,""]
["Slutdisponering, slam - højteknologisk (slamtørring), Konstruktioner","PE",60,0,null,null,0,""]
["Slutdisponering, slam - højteknologisk (slamtørring), Mek/EL","PE",20,0,null,null,0,""]
["Slutdisponering, slam - højteknologisk (slamtørring), SRO","PE",10,0,null,null,0,""]
["Slutdisponering, slam - højteknologisk (slamtørring og -forbrænding), Konstruktioner","PE",60,0,null,null,0,""]
["Slutdisponering, slam - højteknologisk (slamtørring og -forbrænding), Mek/EL","PE",20,0,null,null,0,""]
["Slutdisponering, slam - højteknologisk (slamtørring og -forbrænding), SRO","PE",10,0,null,null,0,""]
["Renseanlæg 2",null,null,null,null,null,"",""]
["Mindre renseanlæg",null,null,null,null,null,"",""]
["Mindre renseanlæg < 5.000 PE","PE",40,400,400,400,0,0]
["Renseanlæg >= 5.000 PE, Vandbehandling",null,null,null,null,null,"",""]
["Indløb med riste, Konstruktioner","PE",60,33000,33000,33000,0,0]
["Indløb med riste, Mek/EL","PE",20,33000,33000,33000,0,0]
["Indløb med riste, SRO","PE",10,33000,33000,33000,0,0]
["Sand- og fedtfang, Kontruktioner","PE",60,33000,33000,33000,0,0]
["Sand- og fedtfang, Mek/EL","PE",20,33000,33000,33000,0,0]
["Sand- og fedtfang, SRO","PE",10,33000,33000,33000,{"$f":"IF(D67=\"\",IF(E67>0,\"Ny data\",IF(E67=\"\",\"\",0)),IF(D67=0,IF(E67=0,0,\"Ny data\"),(E67-D67)/D67))","v":0},{"$f":"IF(E67=\"\",IF(F67>0,\"Ny data\",IF(F67=\"\",\"\",0)),IF(E67=0,IF(F67=0,0,\"Ny data\"),(F67-E67)/E67))","v":0}]
["Forklaring, Konstruktioner","PE",60,0,0,0,0,0]
["Forklaring, Mek/EL","PE",20,0,0,0,0,0]
["Forklaring, SRO","PE",10,0,0,0,0,0]
["Beluftningstanke, Konstruktioner","PE",60,33000,33000,33000,0,0]
["Beluftningstanke, Mek/EL","PE",20,33000,33000,33000,0,0]
["Beluftningstanke, SRO","PE",10,33000,33000,33000,0,0]
["Efterklaringstanke, Konstruktioner","PE",60,33000,33000,33000,0,0]
["Efterklaringstanke, Mek/El","PE",20,33000,33000,33000,0,0]
["Efterklaringstanke, SRO","PE",10,33000,33000,33000,0,0]
["Efterbehandlingsanlæg (sandfilter), Konstruktioner","PE",60,0,null,null,0,""]
["Efterbehandlingsanlæg (sandfilter), Mek/EL","PE",20,0,null,null,0,""]
["Efterbehandlingsanlæg (sandfilter), SRO","PE",10,0,null,null,0,""]
["Renseanlæg >= 5.000 PE, Slambehandling",null,null,null,null,null,"",""]
["Forafvanding, slam, Konstruktion","PE",60,0,null,null,0,""]
["Forafvanding, slam, Mek/EL","PE",20,0,null,null,0,""]
["Forafvanding, slam, SRO","PE",10,0,null,null,0,""]
["Rådnetanke, slam, Konstruktioner","PE",60,0,null,null,0,""]
["Rådnetanke, slam, Mek/EL","PE",20,0,null,null,0,""]
["Rådnetanke, slam, SRO","PE",10,0,null,null,0,""]
["Gasdisponering, Konstruktioner","PE",60,0,null,null,0,""]
["Gasdisponering, Mek/EL","PE",20,0,null,null,0,""]
["Gasdisponering, SRO","PE",10,0,null,null,0,""]
["Gasdisponering - elproduktionsanlæg, Konstruktioner","PE",60,0,null,null,0,""]
["Gasdisponering - elproduktionsanlæg, Mek/EL","PE",20,0,null,null,0,""]
["Gasdisponering - elproduktionsanlæg, SRO","PE",10,0,null,null,0,""]
["Gasrensning - Aktivt kulfilter","m3/t",15,0,null,null,0,""]
["Gasrensning - Biologisk skrubber","m3/t",15,0,null,null,0,""]
["Opgraderingsanlæg - Membran","m3/t",15,0,null,null,0,""]
["Varmeproduktionsanlæg","m3/t",15,0,null,null,0,""]
["Slutafvanding, slam - lavteknologisk (slambede), Konstruktioner","PE",60,33000,33000,33000,0,0]
["Slutafvanding, slam - lavteknologisk (slambede), Mek/EL","PE",20,33000,33000,33000,0,0]
["Slutafvanding, slam - lavteknologisk (slambede), SRO","PE",10,33000,33000,33000,0,0]
["Slutafvanding, slam - højteknologisk (centrifuger), Konstruktioner","PE",60,0,null,null,0,""]
["Slutafvanding, slam - højteknologisk (centrifuger), Mek/El","PE",20,0,null,null,0,""]
["Slutafvanding, slam - højteknologisk (centrifuger), SRO","PE",10,0,null,null,0,""]
["Renseanlæg >= 5.000 PE, Slamdisponering",null,null,null,null,null,"",""]
["Slutdisponering, slam - lavteknologisk (slammineralisering), Konstruktioner","PE",60,33000,33000,33000,0,0]
["Slutdisponering, slam - lavteknologisk (slammineralisering), Mek/EL","PE",20,33000,33000,33000,0,0]
["Slutdisponering, slam - lavteknologisk (slammineralisering), SRO","PE",10,33000,33000,33000,0,0]
["Slutdisponering, slam - højteknologisk (slamtørring), Konstruktioner","PE",60,0,null,null,0,""]
["Slutdisponering, slam - højteknologisk (slamtørring), Mek/EL","PE",20,0,null,null,0,""]
["Slutdisponering, slam - højteknologisk (slamtørring), SRO","PE",10,0,null,null,0,""]
["Slutdisponering, slam - højteknologisk (slamtørring og -forbrænding), Konstruktioner","PE",60,0,null,null,0,""]
["Slutdisponering, slam - højteknologisk (slamtørring og -forbrænding), Mek/EL","PE",20,0,null,null,0,""]
["Slutdisponering, slam - højteknologisk (slamtørring og -forbrænding), SRO","PE",10,0,null,null,0,""]
["Renseanlæg 3",null,null,null,null,null,"",""]
["Mindre renseanlæg",null,null,null,null,null,"",""]
["Mindre renseanlæg < 5.000 PE","PE",40,600,600,600,0,0]
["Renseanlæg >= 5.000 PE, Vandbehandling",null,null,null,null,null,"",""]
["Indløb med riste, Konstruktioner","PE",60,0,null,null,0,""]
["Indløb med riste, Mek/EL","PE",20,0,null,null,0,""]
["Indløb med riste, SRO","PE",10,0,null,null,0,""]
["Sand- og fedtfang, Kontruktioner","PE",60,0,null,null,0,""]
["Sand- og fedtfang, Mek/EL","PE",20,0,null,null,0,""]
["Sand- og fedtfang, SRO","PE",10,0,null,null,0,""]
["Forklaring, Konstruktioner","PE",60,0,null,null,0,""]
["Forklaring, Mek/EL","PE",20,0,null,null,0,""]
["Forklaring, SRO","PE",10,0,null,null,0,""]
["Beluftningstanke, Konstruktioner","PE",60,0,null,null,0,""]
["Beluftningstanke, Mek/EL","PE",20,0,null,null,0,""]
["Beluftningstanke, SRO","PE",10,0,null,null,0,""]
["Efterklaringstanke, Konstruktioner","PE",60,0,null,null,0,""]
["Efterklaringstanke, Mek/El","PE",20,0,null,null,0,""]
["Efterklaringstanke, SRO","PE",10,0,null,null,{"$f":"IF(D131=\"\",IF(E131>0,\"Ny data\",IF(E131=\"\",\"\",0)),IF(D131=0,IF(E131=0,0,\"Ny data\"),(E131-D131)/D131))","v":0},{"$f":"IF(E131=\"\",IF(F131>0,\"Ny data\",IF(F131=\"\",\"\",0)),IF(E131=0,IF(F131=0,0,\"Ny data\"),(F131-E131)/E131))","v":""}]
["Efterbehandlingsanlæg (sandfilter), Konstruktioner","PE",60,0,null,null,0,""]
["Efterbehandlingsanlæg (sandfilter), Mek/EL","PE",20,0,null,null,0,""]
["Efterbehandlingsanlæg (sandfilter), SRO","PE",10,0,null,null,0,""]
["Renseanlæg >= 5.000 PE, Slambehandling",null,null,null,null,null,"",""]
["Forafvanding, slam, Konstruktion","PE",60,0,null,null,0,""]
["Forafvanding, slam, Mek/EL","PE",20,0,null,null,0,""]
["Forafvanding, slam, SRO","PE",10,0,null,null,0,""]
["Rådnetanke, slam, Konstruktioner","PE",60,0,null,null,0,""]
["Rådnetanke, slam, Mek/EL","PE",20,0,null,null,0,""]
["Rådnetanke, slam, SRO","PE",10,0,null,null,0,""]
["Gasdisponering, Konstruktioner","PE",60,0,null,null,0,""]
["Gasdisponering, Mek/EL","PE",20,0,null,null,0,""]
["Gasdisponering, SRO","PE",10,0,null,null,0,""]
["Gasdisponering - elproduktionsanlæg, Konstruktioner","PE",60,0,null,null,0,""]
["Gasdisponering - elproduktionsanlæg, Mek/EL","PE",20,0,null,null,0,""]
["Gasdisponering - elproduktionsanlæg, SRO","PE",10,0,null,null,0,""]
["Gasrensning - Aktivt kulfilter","m3/t",15,0,null,null,0,""]
["Gasrensning - Biologisk skrubber","m3/t",15,0,null,null,0,""]
["Opgraderingsanlæg - Membran","m3/t",15,0,null,null,0,""]
["Varmeproduktionsanlæg","m3/t",15,0,null,null,0,""]
["Slutafvanding, slam - lavteknologisk (slambede), Konstruktioner","PE",60,0,null,null,0,""]
["Slutafvanding, slam - lavteknologisk (slambede), Mek/EL","PE",20,0,null,null,0,""]
["Slutafvanding, slam - lavteknologisk (slambede), SRO","PE",10,0,null,null,0,""]
["Slutafvanding, slam - højteknologisk (centrifuger), Konstruktioner","PE",60,0,null,null,0,""]
["Slutafvanding, slam - højteknologisk (centrifuger), Mek/El","PE",20,0,null,null,0,""]
["Slutafvanding, slam - højteknologisk (centrifuger), SRO","PE",10,0,null,null,0,""]
["Renseanlæg >= 5.000 PE, Slamdisponering",null,null,null,null,null,"",""]
["Slutdisponering, slam - lavteknologisk (slammineralisering), Konstruktioner","PE",60,0,null,null,0,""]
["Slutdisponering, slam - lavteknologisk (slammineralisering), Mek/EL","PE",20,0,null,null,0,""]
["Slutdisponering, slam - lavteknologisk (slammineralisering), SRO","PE",10,0,null,null,0,""]
["Slutdisponering, slam - højteknologisk (slamtørring), Konstruktioner","PE",60,0,null,null,0,""]
["Slutdisponering, slam - højteknologisk (slamtørring), Mek/EL","PE",20,0,null,null,0,""]
["Slutdisponering, slam - højteknologisk (slamtørring), SRO","PE",10,0,null,null,0,""]
["Slutdisponering, slam - højteknologisk (slamtørring og -forbrænding), Konstruktioner","PE",60,0,null,null,0,""]
["Slutdisponering, slam - højteknologisk (slamtørring og -forbrænding), Mek/EL","PE",20,0,null,null,0,""]
["Slutdisponering, slam - højteknologisk (slamtørring og -forbrænding), SRO","PE",10,0,null,null,0,""]
["Renseanlæg 4",null,null,null,null,null,"",""]
["Mindre renseanlæg",null,null,null,null,null,"",""]
["Mindre renseanlæg < 5.000 PE","PE",40,110,110,110,0,0]
["Renseanlæg >= 5.000 PE, Vandbehandling",null,null,null,null,null,"",""]
["Indløb med riste, Konstruktioner","PE",60,0,null,null,0,""]
["Indløb med riste, Mek/EL","PE",20,0,null,null,0,""]
["Indløb med riste, SRO","PE",10,0,null,null,0,""]
["Sand- og fedtfang, Kontruktioner","PE",60,0,null,null,0,""]
["Sand- og fedtfang, Mek/EL","PE",20,0,null,null,0,""]
["Sand- og fedtfang, SRO","PE",10,0,null,null,0,""]
["Forklaring, Konstruktioner","PE",60,0,null,null,0,""]
["Forklaring, Mek/EL","PE",20,0,null,null,0,""]
["Forklaring, SRO","PE",10,0,null,null,0,""]
["Beluftningstanke, Konstruktioner","PE",60,0,null,null,0,""]
["Beluftningstanke, Mek/EL","PE",20,0,null,null,0,""]
["Beluftningstanke, SRO","PE",10,0,null,null,0,""]
["Efterklaringstanke, Konstruktioner","PE",60,0,null,null,0,""]
["Efterklaringstanke, Mek/El","PE",20,0,null,null,0,""]
["Efterklaringstanke, SRO","PE",10,0,null,null,0,""]
["Efterbehandlingsanlæg (sandfilter), Konstruktioner","PE",60,0,null,null,0,""]
["Efterbehandlingsanlæg (sandfilter), Mek/EL","PE",20,0,null,null,0,""]
["Efterbehandlingsanlæg (sandfilter), SRO","PE",10,0,null,null,0,""]
["Renseanlæg >= 5.000 PE, Slambehandling",null,null,null,null,null,"",""]
["Forafvanding, slam, Konstruktion","PE",60,0,null,null,0,""]
["Forafvanding, slam, Mek/EL","PE",20,0,null,null,0,""]
["Forafvanding, slam, SRO","PE",10,0,null,null,0,""]
["Rådnetanke, slam, Konstruktioner","PE",60,0,null,null,0,""]
["Rådnetanke, slam, Mek/EL","PE",20,0,null,null,{"$f":"IF(D195=\"\",IF(E195>0,\"Ny data\",IF(E195=\"\",\"\",0)),IF(D195=0,IF(E195=0,0,\"Ny data\"),(E195-D195)/D195))","v":0},{"$f":"IF(E195=\"\",IF(F195>0,\"Ny data\",IF(F195=\"\",\"\",0)),IF(E195=0,IF(F195=0,0,\"Ny data\"),(F195-E195)/E195))","v":""}]
["Rådnetanke, slam, SRO","PE",10,0,null,null,0,""]
["Gasdisponering, Konstruktioner","PE",60,0,null,null,0,""]
["Gasdisponering, Mek/EL","PE",20,0,null,null,0,""]
["Gasdisponering, SRO","PE",10,0,null,null,0,""]
["Gasdisponering - elproduktionsanlæg, Konstruktioner","PE",60,0,null,null,0,""]
["Gasdisponering - elproduktionsanlæg, Mek/EL","PE",20,0,null,null,0,""]
["Gasdisponering - elproduktionsanlæg, SRO","PE",10,0,null,null,0,""]
["Gasrensning - Aktivt kulfilter","m3/t",15,0,null,null,0,""]
["Gasrensning - Biologisk skrubber","m3/t",15,0,null,null,0,""]
["Opgraderingsanlæg - Membran","m3/t",15,0,null,null,0,""]
["Varmeproduktionsanlæg","m3/t",15,0,null,null,0,""]
["Slutafvanding, slam - lavteknologisk (slambede), Konstruktioner","PE",60,0,null,null,0,""]
["Slutafvanding, slam - lavteknologisk (slambede), Mek/EL","PE",20,0,null,null,0,""]
["Slutafvanding, slam - lavteknologisk (slambede), SRO","PE",10,0,null,null,0,""]
["Slutafvanding, slam - højteknologisk (centrifuger), Konstruktioner","PE",60,0,null,null,0,""]
["Slutafvanding, slam - højteknologisk (centrifuger), Mek/El","PE",20,0,null,null,0,""]
["Slutafvanding, slam - højteknologisk (centrifuger), SRO","PE",10,0,null,null,0,""]
["Renseanlæg >= 5.000 PE, Slamdisponering",null,null,null,null,null,"",""]
["Slutdisponering, slam - lavteknologisk (slammineralisering), Konstruktioner","PE",60,0,null,null,0,""]
["Slutdisponering, slam - lavteknologisk (slammineralisering), Mek/EL","PE",20,0,null,null,0,""]
["Slutdisponering, slam - lavteknologisk (slammineralisering), SRO","PE",10,0,null,null,0,""]
["Slutdisponering, slam - højteknologisk (slamtørring), Konstruktioner","PE",60,0,null,null,0,""]
["Slutdisponering, slam - højteknologisk (slamtørring), Mek/EL","PE",20,0,null,null,0,""]
["Slutdisponering, slam - højteknologisk (slamtørring), SRO","PE",10,0,null,null,0,""]
["Slutdisponering, slam - højteknologisk (slamtørring og -forbrænding), Konstruktioner","PE",60,0,null,null,0,""]
["Slutdisponering, slam - højteknologisk (slamtørring og -forbrænding), Mek/EL","PE",20,0,null,null,0,""]
["Slutdisponering, slam - højteknologisk (slamtørring og -forbrænding), SRO","PE",10,0,null,null,0,""]
["Renseanlæg 5",null,null,null,null,null,"",""]
["Mindre renseanlæg",null,null,null,null,null,"",""]
["Mindre renseanlæg < 5.000 PE","PE",40,0,null,null,0,""]
["Renseanlæg >= 5.000 PE, Vandbehandling",null,null,null,null,null,"",""]
["Indløb med riste, Konstruktioner","PE",60,0,null,null,0,""]
["Indløb med riste, Mek/EL","PE",20,0,null,null,0,""]
["Indløb med riste, SRO","PE",10,0,null,null,0,""]
["Sand- og fedtfang, Kontruktioner","PE",60,0,null,null,0,""]
["Sand- og fedtfang, Mek/EL","PE",20,0,null,null,0,""]
["Sand- og fedtfang, SRO","PE",10,0,null,null,0,""]
["Forklaring, Konstruktioner","PE",60,0,null,null,0,""]
["Forklaring, Mek/EL","PE",20,0,null,null,0,""]
["Forklaring, SRO","PE",10,0,null,null,0,""]
["Beluftningstanke, Konstruktioner","PE",60,0,null,null,0,""]
["Beluftningstanke, Mek/EL","PE",20,0,null,null,0,""]
["Beluftningstanke, SRO","PE",10,0,null,null,0,""]
["Efterklaringstanke, Konstruktioner","PE",60,0,null,null,0,""]
["Efterklaringstanke, Mek/El","PE",20,0,null,null,0,""]
["Efterklaringstanke, SRO","PE",10,0,null,null,0,""]
["Efterbehandlingsanlæg (sandfilter), Konstruktioner","PE",60,0,null,null,0,""]
["Efterbehandlingsanlæg (sandfilter), Mek/EL","PE",20,0,null,null,0,""]
["Efterbehandlingsanlæg (sandfilter), SRO","PE",10,0,null,null,0,""]
["Renseanlæg >= 5.000 PE, Slambehandling",null,null,null,null,null,"",""]
["Forafvanding, slam, Konstruktion","PE",60,0,null,null,0,""]
["Forafvanding, slam, Mek/EL","PE",20,0,null,null,0,""]
["Forafvanding, slam, SRO","PE",10,0,null,null,0,""]
["Rådnetanke, slam, Konstruktioner","PE",60,0,null,null,0,""]
["Rådnetanke, slam, Mek/EL","PE",20,0,null,null,0,""]
["Rådnetanke, slam, SRO","PE",10,0,null,null,0,""]
["Gasdisponering, Konstruktioner","PE",60,0,null,null,0,""]
["Gasdisponering, Mek/EL","PE",20,0,null,null,0,""]
["Gasdisponering, SRO","PE",10,0,null,null,0,""]
["Gasdisponering - elproduktionsanlæg, Konstruktioner","PE",60,0,null,null,0,""]
["Gasdisponering - elproduktionsanlæg, Mek/EL","PE",20,0,null,null,0,""]
["Gasdisponering - elproduktionsanlæg, SRO","PE",10,0,null,null,0,""]
["Gasrensning - Aktivt kulfilter","m3/t",15,0,null,null,0,""]
["Gasrensning - Biologisk skrubber","m3/t",15,0,null,null,{"$f":"IF(D259=\"\",IF(E259>0,\"Ny data\",IF(E259=\"\",\"\",0)),IF(D259=0,IF(E259=0,0,\"Ny data\"),(E259-D259)/D259))","v":0},{"$f":"IF(E259=\"\",IF(F259>0,\"Ny data\",IF(F259=\"\",\"\",0)),IF(E259=0,IF(F259=0,0,\"Ny data\"),(F259-E259)/E259))","v":""}]
["Opgraderingsanlæg - Membran","m3/t",15,0,null,null,0,""]
["Varmeproduktionsanlæg","m3/t",15,0,null,null,0,""]
["Slutafvanding, slam - lavteknologisk (slambede), Konstruktioner","PE",60,0,null,null,0,""]
["Slutafvanding, slam - lavteknologisk (slambede), Mek/EL","PE",20,0,null,null,0,""]
["Slutafvanding, slam - lavteknologisk (slambede), SRO","PE",10,0,null,null,0,""]
["Slutafvanding, slam - højteknologisk (centrifuger), Konstruktioner","PE",60,0,null,null,0,""]
["Slutafvanding, slam - højteknologisk (centrifuger), Mek/El","PE",20,0,null,null,0,""]
["Slutafvanding, slam - højteknologisk (centrifuger), SRO","PE",10,0,null,null,0,""]
["Renseanlæg >= 5.000 PE, Slamdisponering",null,null,null,null,null,"",""]
["Slutdisponering, slam - lavteknologisk (slammineralisering), Konstruktioner","PE",60,0,null,null,0,""]
["Slutdisponering, slam - lavteknologisk (slammineralisering), Mek/EL","PE",20,0,null,null,0,""]
["Slutdisponering, slam - lavteknologisk (slammineralisering), SRO","PE",10,0,null,null,0,""]
["Slutdisponering, slam - højteknologisk (slamtørring), Konstruktioner","PE",60,0,null,null,0,""]
["Slutdisponering, slam - højteknologisk (slamtørring), Mek/EL","PE",20,0,null,null,0,""]
["Slutdisponering, slam - højteknologisk (slamtørring), SRO","PE",10,0,null,null,0,""]
["Slutdisponering, slam - højteknologisk (slamtørring og -forbrænding), Konstruktioner","PE",60,0,null,null,0,""]
["Slutdisponering, slam - højteknologisk (slamtørring og -forbrænding), Mek/EL","PE",20,0,null,null,0,""]
["Slutdisponering, slam - højteknologisk (slamtørring og -forbrænding), SRO","PE",10,0,null,null,0,""]
["Renseanlæg 6",null,null,null,null,null,"",""]
["Mindre renseanlæg",null,null,null,null,null,"",""]
["Mindre renseanlæg < 5.000 PE","PE",40,4500,4500,4500,0,0]
["Renseanlæg >= 5.000 PE, Vandbehandling",null,null,null,null,null,"",""]
["Indløb med riste, Konstruktioner","PE",60,0,null,null,0,""]
["Indløb med riste, Mek/EL","PE",20,0,null,null,0,""]
["Indløb med riste, SRO","PE",10,0,null,null,0,""]
["Sand- og fedtfang, Kontruktioner","PE",60,0,null,null,0,""]
["Sand- og fedtfang, Mek/EL","PE",20,0,null,null,0,""]
["Sand- og fedtfang, SRO","PE",10,0,null,null,0,""]
["Forklaring, Konstruktioner","PE",60,0,null,null,0,""]
["Forklaring, Mek/EL","PE",20,0,null,null,0,""]
["Forklaring, SRO","PE",10,0,null,null,0,""]
["Beluftningstanke, Konstruktioner","PE",60,0,null,null,0,""]
["Beluftningstanke, Mek/EL","PE",20,0,null,null,0,""]
["Beluftningstanke, SRO","PE",10,0,null,null,0,""]
["Efterklaringstanke, Konstruktioner","PE",60,0,null,null,0,""]
["Efterklaringstanke, Mek/El","PE",20,0,null,null,0,""]
["Efterklaringstanke, SRO","PE",10,0,null,null,0,""]
["Efterbehandlingsanlæg (sandfilter), Konstruktioner","PE",60,0,null,null,0,""]
["Efterbehandlingsanlæg (sandfilter), Mek/EL","PE",20,0,null,null,0,""]
["Efterbehandlingsanlæg (sandfilter), SRO","PE",10,0,null,null,0,""]
["Renseanlæg >= 5.000 PE, Slambehandling",null,null,null,null,null,"",""]
["Forafvanding, slam, Konstruktion","PE",60,0,null,null,0,""]
["Forafvanding, slam, Mek/EL","PE",20,0,null,null,0,""]
["Forafvanding, slam, SRO","PE",10,0,null,null,0,""]
["Rådnetanke, slam, Konstruktioner","PE",60,0,null,null,0,""]
["Rådnetanke, slam, Mek/EL","PE",20,0,null,null,0,""]
["Rådnetanke, slam, SRO","PE",10,0,null,null,0,""]
["Gasdisponering, Konstruktioner","PE",60,0,null,null,0,""]
["Gasdisponering, Mek/EL","PE",20,0,null,null,0,""]
["Gasdisponering, SRO","PE",10,0,null,null,0,""]
["Gasdisponering - elproduktionsanlæg, Konstruktioner","PE",60,0,null,null,0,""]
["Gasdisponering - elproduktionsanlæg, Mek/EL","PE",20,0,null,null,0,""]
["Gasdisponering - elproduktionsanlæg, SRO","PE",10,0,null,null,0,""]
["Gasrensning - Aktivt kulfilter","m3/t",15,0,null,null,0,""]
["Gasrensning - Biologisk skrubber","m3/t",15,0,null,null,0,""]
["Opgraderingsanlæg - Membran","m3/t",15,0,null,null,0,""]
["Varmeproduktionsanlæg","m3/t",15,0,null,null,0,""]
["Slutafvanding, slam - lavteknologisk (slambede), Konstruktioner","PE",60,0,null,null,0,""]
["Slutafvanding, slam - lavteknologisk (slambede), Mek/EL","PE",20,0,null,null,0,""]
["Slutafvanding, slam - lavteknologisk (slambede), SRO","PE",10,0,null,null,0,""]
["Slutafvanding, slam - højteknologisk (centrifuger), Konstruktioner","PE",60,0,null,null,0,""]
["Slutafvanding, slam - højteknologisk (centrifuger), Mek/El","PE",20,0,null,null,0,""]
["Slutafvanding, slam - højteknologisk (centrifuger), SRO","PE",10,0,null,null,0,""]
["Renseanlæg >= 5.000 PE, Slamdisponering",null,null,null,null,null,{"$f":"IF(D323=\"\",IF(E323>0,\"Ny data\",IF(E323=\"\",\"\",0)),IF(D323=0,IF(E323=0,0,\"Ny data\"),(E323-D323)/D323))","v":""},{"$f":"IF(E323=\"\",IF(F323>0,\"Ny data\",IF(F323=\"\",\"\",0)),IF(E323=0,IF(F323=0,0,\"Ny data\"),(F323-E323)/E323))","v":""}]
["Slutdisponering, slam - lavteknologisk (slammineralisering), Konstruktioner","PE",60,0,null,null,0,""]
["Slutdisponering, slam - lavteknologisk (slammineralisering), Mek/EL","PE",20,0,null,null,0,""]
["Slutdisponering, slam - lavteknologisk (slammineralisering), SRO","PE",10,0,null,null,0,""]
["Slutdisponering, slam - højteknologisk (slamtørring), Konstruktioner","PE",60,0,null,null,0,""]
["Slutdisponering, slam - højteknologisk (slamtørring), Mek/EL","PE",20,0,null,null,0,""]
["Slutdisponering, slam - højteknologisk (slamtørring), SRO","PE",10,0,null,null,0,""]
["Slutdisponering, slam - højteknologisk (slamtørring og -forbrænding), Konstruktioner","PE",60,0,null,null,0,""]
["Slutdisponering, slam - højteknologisk (slamtørring og -forbrænding), Mek/EL","PE",20,0,null,null,0,""]
["Slutdisponering, slam - højteknologisk (slamtørring og -forbrænding), SRO","PE",10,0,null,null,0,""]
["Renseanlæg 7",null,null,null,null,null,"",""]
["Mindre renseanlæg",null,null,null,null,null,"",""]
["Mindre renseanlæg < 5.000 PE","PE",40,50,50,50,0,0]
["Renseanlæg >= 5.000 PE, Vandbehandling",null,null,null,null,null,"",""]
["Indløb med riste, Konstruktioner","PE",60,0,null,null,0,""]
["Indløb med riste, Mek/EL","PE",20,0,null,null,0,""]
["Indløb med riste, SRO","PE",10,0,null,null,0,""]
["Sand- og fedtfang, Kontruktioner","PE",60,0,null,null,0,""]
["Sand- og fedtfang, Mek/EL","PE",20,0,null,null,0,""]
["Sand- og fedtfang, SRO","PE",10,0,null,null,0,""]
["Forklaring, Konstruktioner","PE",60,0,null,null,0,""]
["Forklaring, Mek/EL","PE",20,0,null,null,0,""]
["Forklaring, SRO","PE",10,0,null,null,0,""]
["Beluftningstanke, Konstruktioner","PE",60,0,null,null,0,""]
["Beluftningstanke, Mek/EL","PE",20,0,null,null,0,""]
["Beluftningstanke, SRO","PE",10,0,null,null,0,""]
["Efterklaringstanke, Konstruktioner","PE",60,0,null,null,0,""]
["Efterklaringstanke, Mek/El","PE",20,0,null,null,0,""]
["Efterklaringstanke, SRO","PE",10,0,null,null,0,""]
["Efterbehandlingsanlæg (sandfilter), Konstruktioner","PE",60,0,null,null,0,""]
["Efterbehandlingsanlæg (sandfilter), Mek/EL","PE",20,0,null,null,0,""]
["Efterbehandlingsanlæg (sandfilter), SRO","PE",10,0,null,null,0,""]
["Renseanlæg >= 5.000 PE, Slambehandling",null,null,null,null,null,"",""]
["Forafvanding, slam, Konstruktion","PE",60,0,null,null,0,""]
["Forafvanding, slam, Mek/EL","PE",20,0,null,null,0,""]
["Forafvanding, slam, SRO","PE",10,0,null,null,0,""]
["Rådnetanke, slam, Konstruktioner","PE",60,0,null,null,0,""]
["Rådnetanke, slam, Mek/EL","PE",20,0,null,null,0,""]
["Rådnetanke, slam, SRO","PE",10,0,null,null,0,""]
["Gasdisponering, Konstruktioner","PE",60,0,null,null,0,""]
["Gasdisponering, Mek/EL","PE",20,0,null,null,0,""]
["Gasdisponering, SRO","PE",10,0,null,null,0,""]
["Gasdisponering - elproduktionsanlæg, Konstruktioner","PE",60,0,null,null,0,""]
["Gasdisponering - elproduktionsanlæg, Mek/EL","PE",20,0,null,null,0,""]
["Gasdisponering - elproduktionsanlæg, SRO","PE",10,0,null,null,0,""]
["Gasrensning - Aktivt kulfilter","m3/t",15,0,null,null,0,""]
["Gasrensning - Biologisk skrubber","m3/t",15,0,null,null,0,""]
["Opgraderingsanlæg - Membran","m3/t",15,0,null,null,0,""]
["Varmeproduktionsanlæg","m3/t",15,0,null,null,0,""]
["Slutafvanding, slam - lavteknologisk (slambede), Konstruktioner","PE",60,0,null,null,0,""]
["Slutafvanding, slam - lavteknologisk (slambede), Mek/EL","PE",20,0,null,null,0,""]
["Slutafvanding, slam - lavteknologisk (slambede), SRO","PE",10,0,null,null,0,""]
["Slutafvanding, slam - højteknologisk (centrifuger), Konstruktioner","PE",60,0,null,null,0,""]
["Slutafvanding, slam - højteknologisk (centrifuger), Mek/El","PE",20,0,null,null,0,""]
["Slutafvanding, slam - højteknologisk (centrifuger), SRO","PE",10,0,null,null,0,""]
["Renseanlæg >= 5.000 PE, Slamdisponering",null,null,null,null,null,"",""]
["Slutdisponering, slam - lavteknologisk (slammineralisering), Konstruktioner","PE",60,0,null,null,0,""]
["Slutdisponering, slam - lavteknologisk (slammineralisering), Mek/EL","PE",20,0,null,null,0,""]
["Slutdisponering, slam - lavteknologisk (slammineralisering), SRO","PE",10,0,null,null,0,""]
["Slutdisponering, slam - højteknologisk (slamtørring), Konstruktioner","PE",60,0,null,null,0,""]
["Slutdisponering, slam - højteknologisk (slamtørring), Mek/EL","PE",20,0,null,null,0,""]
["Slutdisponering, slam - højteknologisk (slamtørring), SRO","PE",10,0,null,null,0,""]
["Slutdisponering, slam - højteknologisk (slamtørring og -forbrænding), Konstruktioner","PE",60,0,null,null,0,""]
["Slutdisponering, slam - højteknologisk (slamtørring og -forbrænding), Mek/EL","PE",20,0,null,null,0,""]
["Slutdisponering, slam - højteknologisk (slamtørring og -forbrænding), SRO","PE",10,0,null,null,{"$f":"IF(D387=\"\",IF(E387>0,\"Ny data\",IF(E387=\"\",\"\",0)),IF(D387=0,IF(E387=0,0,\"Ny data\"),(E387-D387)/D387))","v":0},{"$f":"IF(E387=\"\",IF(F387>0,\"Ny data\",IF(F387=\"\",\"\",0)),IF(E387=0,IF(F387=0,0,\"Ny data\"),(F387-E387)/E387))","v":""}]
["Renseanlæg 8",null,null,null,null,null,"",""]
["Mindre renseanlæg",null,null,null,null,null,"",""]
["Mindre renseanlæg < 5.000 PE","PE",40,0,null,null,0,""]
["Renseanlæg >= 5.000 PE, Vandbehandling",null,null,null,null,null,"",""]
["Indløb med riste, Konstruktioner","PE",60,0,null,null,0,""]
["Indløb med riste, Mek/EL","PE",20,0,null,null,0,""]
["Indløb med riste, SRO","PE",10,0,null,null,0,""]
["Sand- og fedtfang, Kontruktioner","PE",60,0,null,null,0,""]
["Sand- og fedtfang, Mek/EL","PE",20,0,null,null,0,""]
["Sand- og fedtfang, SRO","PE",10,0,null,null,0,""]
["Forklaring, Konstruktioner","PE",60,0,null,null,0,""]
["Forklaring, Mek/EL","PE",20,0,null,null,0,""]
["Forklaring, SRO","PE",10,0,null,null,0,""]
["Beluftningstanke, Konstruktioner","PE",60,0,null,null,0,""]
["Beluftningstanke, Mek/EL","PE",20,0,null,null,0,""]
["Beluftningstanke, SRO","PE",10,0,null,null,0,""]
["Efterklaringstanke, Konstruktioner","PE",60,0,null,null,0,""]
["Efterklaringstanke, Mek/El","PE",20,0,null,null,0,""]
["Efterklaringstanke, SRO","PE",10,0,null,null,0,""]
["Efterbehandlingsanlæg (sandfilter), Konstruktioner","PE",60,0,null,null,0,""]
["Efterbehandlingsanlæg (sandfilter), Mek/EL","PE",20,0,null,null,0,""]
["Efterbehandlingsanlæg (sandfilter), SRO","PE",10,0,null,null,0,""]
["Renseanlæg >= 5.000 PE, Slambehandling",null,null,null,null,null,"",""]
["Forafvanding, slam, Konstruktion","PE",60,0,null,null,0,""]
["Forafvanding, slam, Mek/EL","PE",20,0,null,null,0,""]
["Forafvanding, slam, SRO","PE",10,0,null,null,0,""]
["Rådnetanke, slam, Konstruktioner","PE",60,0,null,null,0,""]
["Rådnetanke, slam, Mek/EL","PE",20,0,null,null,0,""]
["Rådnetanke, slam, SRO","PE",10,0,null,null,0,""]
["Gasdisponering, Konstruktioner","PE",60,0,null,null,0,""]
["Gasdisponering, Mek/EL","PE",20,0,null,null,0,""]
["Gasdisponering, SRO","PE",10,0,null,null,0,""]
["Gasdisponering - elproduktionsanlæg, Konstruktioner","PE",60,0,null,null,0,""]
["Gasdisponering - elproduktionsanlæg, Mek/EL","PE",20,0,null,null,0,""]
["Gasdisponering - elproduktionsanlæg, SRO","PE",10,0,null,null,0,""]
["Gasrensning - Aktivt kulfilter","m3/t",15,0,null,null,0,""]
["Gasrensning - Biologisk skrubber","m3/t",15,0,null,null,0,""]
["Opgraderingsanlæg - Membran","m3/t",15,0,null,null,0,""]
["Varmeproduktionsanlæg","m3/t",15,0,null,null,0,""]
["Slutafvanding, slam - lavteknologisk (slambede), Konstruktioner","PE",60,0,null,null,0,""]
["Slutafvanding, slam - lavteknologisk (slambede), Mek/EL","PE",20,0,null,null,0,""]
["Slutafvanding, slam - lavteknologisk (slambede), SRO","PE",10,0,null,null,0,""]
["Slutafvanding, slam - højteknologisk (centrifuger), Konstruktioner","PE",60,0,null,null,0,""]
["Slutafvanding, slam - højteknologisk (centrifuger), Mek/El","PE",20,0,null,null,0,""]
["Slutafvanding, slam - højteknologisk (centrifuger), SRO","PE",10,0,null,null,0,""]
["Renseanlæg >= 5.000 PE, Slamdisponering",null,null,null,null,null,"",""]
["Slutdisponering, slam - lavteknologisk (slammineralisering), Konstruktioner","PE",60,0,null,null,0,""]
["Slutdisponering, slam - lavteknologisk (slammineralisering), Mek/EL","PE",20,0,null,null,0,""]
["Slutdisponering, slam - lavteknologisk (slammineralisering), SRO","PE",10,0,null,null,0,""]
["Slutdisponering, slam - højteknologisk (slamtørring), Konstruktioner","PE",60,0,null,null,0,""]
["Slutdisponering, slam - højteknologisk (slamtørring), Mek/EL","PE",20,0,null,null,0,""]
["Slutdisponering, slam - højteknologisk (slamtørring), SRO","PE",10,0,null,null,0,""]
["Slutdisponering, slam - højteknologisk (slamtørring og -forbrænding), Konstruktioner","PE",60,0,null,null,0,""]
["Slutdisponering, slam - højteknologisk (slamtørring og -forbrænding), Mek/EL","PE",20,0,null,null,0,""]
["Slutdisponering, slam - højteknologisk (slamtørring og -forbrænding), SRO","PE",10,0,null,null,0,""]
["Renseanlæg 9",null,null,null,null,null,"",""]
["Mindre renseanlæg",null,null,null,null,null,"",""]
["Mindre renseanlæg < 5.000 PE","PE",40,900,900,900,0,0]
["Renseanlæg >= 5.000 PE, Vandbehandling",null,null,null,null,null,"",""]
["Indløb med riste, Konstruktioner","PE",60,0,null,null,0,""]
["Indløb med riste, Mek/EL","PE",20,0,null,null,0,""]
["Indløb med riste, SRO","PE",10,0,null,null,0,""]
["Sand- og fedtfang, Kontruktioner","PE",60,0,null,null,0,""]
["Sand- og fedtfang, Mek/EL","PE",20,0,null,null,{"$f":"IF(D451=\"\",IF(E451>0,\"Ny data\",IF(E451=\"\",\"\",0)),IF(D451=0,IF(E451=0,0,\"Ny data\"),(E451-D451)/D451))","v":0},{"$f":"IF(E451=\"\",IF(F451>0,\"Ny data\",IF(F451=\"\",\"\",0)),IF(E451=0,IF(F451=0,0,\"Ny data\"),(F451-E451)/E451))","v":""}]
["Sand- og fedtfang, SRO","PE",10,0,null,null,0,""]
["Forklaring, Konstruktioner","PE",60,0,null,null,0,""]
["Forklaring, Mek/EL","PE",20,0,null,null,0,""]
["Forklaring, SRO","PE",10,0,null,null,0,""]
["Beluftningstanke, Konstruktioner","PE",60,0,null,null,0,""]
["Beluftningstanke, Mek/EL","PE",20,0,null,null,0,""]
["Beluftningstanke, SRO","PE",10,0,null,null,0,""]
["Efterklaringstanke, Konstruktioner","PE",60,0,null,null,0,""]
["Efterklaringstanke, Mek/El","PE",20,0,null,null,0,""]
["Efterklaringstanke, SRO","PE",10,0,null,null,0,""]
["Efterbehandlingsanlæg (sandfilter), Konstruktioner","PE",60,0,null,null,0,""]
["Efterbehandlingsanlæg (sandfilter), Mek/EL","PE",20,0,null,null,0,""]
["Efterbehandlingsanlæg (sandfilter), SRO","PE",10,0,null,null,0,""]
["Renseanlæg >= 5.000 PE, Slambehandling",null,null,null,null,null,"",""]
["Forafvanding, slam, Konstruktion","PE",60,0,null,null,0,""]
["Forafvanding, slam, Mek/EL","PE",20,0,null,null,0,""]
["Forafvanding, slam, SRO","PE",10,0,null,null,0,""]
["Rådnetanke, slam, Konstruktioner","PE",60,0,null,null,0,""]
["Rådnetanke, slam, Mek/EL","PE",20,0,null,null,0,""]
["Rådnetanke, slam, SRO","PE",10,0,null,null,0,""]
["Gasdisponering, Konstruktioner","PE",60,0,null,null,0,""]
["Gasdisponering, Mek/EL","PE",20,0,null,null,0,""]
["Gasdisponering, SRO","PE",10,0,null,null,0,""]
["Gasdisponering - elproduktionsanlæg, Konstruktioner","PE",60,0,null,null,0,""]
["Gasdisponering - elproduktionsanlæg, Mek/EL","PE",20,0,null,null,0,""]
["Gasdisponering - elproduktionsanlæg, SRO","PE",10,0,null,null,0,""]
["Gasrensning - Aktivt kulfilter","m3/t",15,0,null,null,0,""]
["Gasrensning - Biologisk skrubber","m3/t",15,0,null,null,0,""]
["Opgraderingsanlæg - Membran","m3/t",15,0,null,null,0,""]
["Varmeproduktionsanlæg","m3/t",15,0,null,null,0,""]
["Slutafvanding, slam - lavteknologisk (slambede), Konstruktioner","PE",60,0,null,null,0,""]
["Slutafvanding, slam - lavteknologisk (slambede), Mek/EL","PE",20,0,null,null,0,""]
["Slutafvanding, slam - lavteknologisk (slambede), SRO","PE",10,0,null,null,0,""]
["Slutafvanding, slam - højteknologisk (centrifuger), Konstruktioner","PE",60,0,null,null,0,""]
["Slutafvanding, slam - højteknologisk (centrifuger), Mek/El","PE",20,0,null,null,0,""]
["Slutafvanding, slam - højteknologisk (centrifuger), SRO","PE",10,0,null,null,0,""]
["Renseanlæg >= 5.000 PE, Slamdisponering",null,null,null,null,null,"",""]
["Slutdisponering, slam - lavteknologisk (slammineralisering), Konstruktioner","PE",60,0,null,null,0,""]
["Slutdisponering, slam - lavteknologisk (slammineralisering), Mek/EL","PE",20,0,null,null,0,""]
["Slutdisponering, slam - lavteknologisk (slammineralisering), SRO","PE",10,0,null,null,0,""]
["Slutdisponering, slam - højteknologisk (slamtørring), Konstruktioner","PE",60,0,null,null,0,""]
["Slutdisponering, slam - højteknologisk (slamtørring), Mek/EL","PE",20,0,null,null,0,""]
["Slutdisponering, slam - højteknologisk (slamtørring), SRO","PE",10,0,null,null,0,""]
["Slutdisponering, slam - højteknologisk (slamtørring og -forbrænding), Konstruktioner","PE",60,0,null,null,0,""]
["Slutdisponering, slam - højteknologisk (slamtørring og -forbrænding), Mek/EL","PE",20,0,null,null,0,""]
["Slutdisponering, slam - højteknologisk (slamtørring og -forbrænding), SRO","PE",10,0,null,null,0,""]
["Renseanlæg 10",null,null,null,null,null,"",""]
["Mindre renseanlæg",null,null,null,null,null,"",""]
["Mindre renseanlæg < 5.000 PE","PE",40,0,null,null,0,""]
["Renseanlæg >= 5.000 PE, Vandbehandling",null,null,null,null,null,"",""]
["Indløb med riste, Konstruktioner","PE",60,0,null,null,0,""]
["Indløb med riste, Mek/EL","PE",20,0,null,null,0,""]
["Indløb med riste, SRO","PE",10,0,null,null,0,""]
["Sand- og fedtfang, Kontruktioner","PE",60,0,null,null,0,""]
["Sand- og fedtfang, Mek/EL","PE",20,0,null,null,0,""]
["Sand- og fedtfang, SRO","PE",10,0,null,null,0,""]
["Forklaring, Konstruktioner","PE",60,0,null,null,0,""]
["Forklaring, Mek/EL","PE",20,0,null,null,0,""]
["Forklaring, SRO","PE",10,0,null,null,0,""]
["Beluftningstanke, Konstruktioner","PE",60,0,null,null,0,""]
["Beluftningstanke, Mek/EL","PE",20,0,null,null,0,""]
["Beluftningstanke, SRO","PE",10,0,null,null,0,""]
["Efterklaringstanke, Konstruktioner","PE",60,0,null,null,0,""]
["Efterklaringstanke, Mek/El","PE",20,0,null,null,{"$f":"IF(D515=\"\",IF(E515>0,\"Ny data\",IF(E515=\"\",\"\",0)),IF(D515=0,IF(E515=0,0,\"Ny data\"),(E515-D515)/D515))","v":0},{"$f":"IF(E515=\"\",IF(F515>0,\"Ny data\",IF(F515=\"\",\"\",0)),IF(E515=0,IF(F515=0,0,\"Ny data\"),(F515-E515)/E515))","v":""}]
["Efterklaringstanke, SRO","PE",10,0,null,null,0,""]
["Efterbehandlingsanlæg (sandfilter), Konstruktioner","PE",60,0,null,null,0,""]
["Efterbehandlingsanlæg (sandfilter), Mek/EL","PE",20,0,null,null,0,""]
["Efterbehandlingsanlæg (sandfilter), SRO","PE",10,0,null,null,0,""]
["Renseanlæg >= 5.000 PE, Slambehandling",null,null,null,null,null,"",""]
["Forafvanding, slam, Konstruktion","PE",60,0,null,null,0,""]
["Forafvanding, slam, Mek/EL","PE",20,0,null,null,0,""]
["Forafvanding, slam, SRO","PE",10,0,null,null,0,""]
["Rådnetanke, slam, Konstruktioner","PE",60,0,null,null,0,""]
["Rådnetanke, slam, Mek/EL","PE",20,0,null,null,0,""]
["Rådnetanke, slam, SRO","PE",10,0,null,null,0,""]
["Gasdisponering, Konstruktioner","PE",60,0,null,null,0,""]
["Gasdisponering, Mek/EL","PE",20,0,null,null,0,""]
["Gasdisponering, SRO","PE",10,0,null,null,0,""]
["Gasdisponering - elproduktionsanlæg, Konstruktioner","PE",60,0,null,null,0,""]
["Gasdisponering - elproduktionsanlæg, Mek/EL","PE",20,0,null,null,0,""]
["Gasdisponering - elproduktionsanlæg, SRO","PE",10,0,null,null,0,""]
["Gasrensning - Aktivt kulfilter","m3/t",15,0,null,null,0,""]
["Gasrensning - Biologisk skrubber","m3/t",15,0,null,null,0,""]
["Opgraderingsanlæg - Membran","m3/t",15,0,null,null,0,""]
["Varmeproduktionsanlæg","m3/t",15,0,null,null,0,""]
["Slutafvanding, slam - lavteknologisk (slambede), Konstruktioner","PE",60,0,null,null,0,""]
["Slutafvanding, slam - lavteknologisk (slambede), Mek/EL","PE",20,0,null,null,0,""]
["Slutafvanding, slam - lavteknologisk (slambede), SRO","PE",10,0,null,null,0,""]
["Slutafvanding, slam - højteknologisk (centrifuger), Konstruktioner","PE",60,0,null,null,0,""]
["Slutafvanding, slam - højteknologisk (centrifuger), Mek/El","PE",20,0,null,null,0,""]
["Slutafvanding, slam - højteknologisk (centrifuger), SRO","PE",10,0,null,null,0,""]
["Renseanlæg >= 5.000 PE, Slamdisponering",null,null,null,null,null,"",""]
["Slutdisponering, slam - lavteknologisk (slammineralisering), Konstruktioner","PE",60,0,null,null,0,""]
["Slutdisponering, slam - lavteknologisk (slammineralisering), Mek/EL","PE",20,0,null,null,0,""]
["Slutdisponering, slam - lavteknologisk (slammineralisering), SRO","PE",10,0,null,null,0,""]
["Slutdisponering, slam - højteknologisk (slamtørring), Konstruktioner","PE",60,0,null,null,0,""]
["Slutdisponering, slam - højteknologisk (slamtørring), Mek/EL","PE",20,0,null,null,0,""]
["Slutdisponering, slam - højteknologisk (slamtørring), SRO","PE",10,0,null,null,0,""]
["Slutdisponering, slam - højteknologisk (slamtørring og -forbrænding), Konstruktioner","PE",60,0,null,null,0,""]
["Slutdisponering, slam - højteknologisk (slamtørring og -forbrænding), Mek/EL","PE",20,0,null,null,0,""]
["Slutdisponering, slam - højteknologisk (slamtørring og -forbrænding), SRO","PE",10,0,null,null,0,""]
["Renseanlæg 17",null,null,null,null,null,"",""]
["Mindre renseanlæg",null,null,null,null,null,"",""]
["Mindre renseanlæg < 5.000 PE","PE",40,45,45,45,0,0]
["Renseanlæg >= 5.000 PE, Vandbehandling",null,null,null,null,null,"",""]
["Indløb med riste, Konstruktioner","PE",60,0,null,null,0,""]
["Indløb med riste, Mek/EL","PE",20,0,null,null,0,""]
["Indløb med riste, SRO","PE",10,0,null,null,0,""]
["Sand- og fedtfang, Kontruktioner","PE",60,0,null,null,0,""]
["Sand- og fedtfang, Mek/EL","PE",20,0,null,null,0,""]
["Sand- og fedtfang, SRO","PE",10,0,null,null,0,""]
["Forklaring, Konstruktioner","PE",60,0,null,null,0,""]
["Forklaring, Mek/EL","PE",20,0,null,null,0,""]
["Forklaring, SRO","PE",10,0,null,null,0,""]
["Beluftningstanke, Konstruktioner","PE",60,0,null,null,0,""]
["Beluftningstanke, Mek/EL","PE",20,0,null,null,0,""]
["Beluftningstanke, SRO","PE",10,0,null,null,0,""]
["Efterklaringstanke, Konstruktioner","PE",60,0,null,null,0,""]
["Efterklaringstanke, Mek/El","PE",20,0,null,null,0,""]
["Efterklaringstanke, SRO","PE",10,0,null,null,0,""]
["Efterbehandlingsanlæg (sandfilter), Konstruktioner","PE",60,0,null,null,0,""]
["Efterbehandlingsanlæg (sandfilter), Mek/EL","PE",20,0,null,null,0,""]
["Efterbehandlingsanlæg (sandfilter), SRO","PE",10,0,null,null,0,""]
["Renseanlæg >= 5.000 PE, Slambehandling",null,null,null,null,null,"",""]
["Forafvanding, slam, Konstruktion","PE",60,0,null,null,0,""]
["Forafvanding, slam, Mek/EL","PE",20,0,null,null,0,""]
["Forafvanding, slam, SRO","PE",10,0,null,null,0,""]
["Rådnetanke, slam, Konstruktioner","PE",60,0,null,null,{"$f":"IF(D579=\"\",IF(E579>0,\"Ny data\",IF(E579=\"\",\"\",0)),IF(D579=0,IF(E579=0,0,\"Ny data\"),(E579-D579)/D579))","v":0},{"$f":"IF(E579=\"\",IF(F579>0,\"Ny data\",IF(F579=\"\",\"\",0)),IF(E579=0,IF(F579=0,0,\"Ny data\"),(F579-E579)/E579))","v":""}]
["Rådnetanke, slam, Mek/EL","PE",20,0,null,null,0,""]
["Rådnetanke, slam, SRO","PE",10,0,null,null,0,""]
["Gasdisponering, Konstruktioner","PE",60,0,null,null,0,""]
["Gasdisponering, Mek/EL","PE",20,0,null,null,0,""]
["Gasdisponering, SRO","PE",10,0,null,null,0,""]
["Gasdisponering - elproduktionsanlæg, Konstruktioner","PE",60,0,null,null,0,""]
["Gasdisponering - elproduktionsanlæg, Mek/EL","PE",20,0,null,null,0,""]
["Gasdisponering - elproduktionsanlæg, SRO","PE",10,0,null,null,0,""]
["Gasrensning - Aktivt kulfilter","m3/t",15,0,null,null,0,""]
["Gasrensning - Biologisk skrubber","m3/t",15,0,null,null,0,""]
["Opgraderingsanlæg - Membran","m3/t",15,0,null,null,0,""]
["Varmeproduktionsanlæg","m3/t",15,0,null,null,0,""]
["Slutafvanding, slam - lavteknologisk (slambede), Konstruktioner","PE",60,0,null,null,0,""]
["Slutafvanding, slam - lavteknologisk (slambede), Mek/EL","PE",20,0,null,null,0,""]
["Slutafvanding, slam - lavteknologisk (slambede), SRO","PE",10,0,null,null,0,""]
["Slutafvanding, slam - højteknologisk (centrifuger), Konstruktioner","PE",60,0,null,null,0,""]
["Slutafvanding, slam - højteknologisk (centrifuger), Mek/El","PE",20,0,null,null,0,""]
["Slutafvanding, slam - højteknologisk (centrifuger), SRO","PE",10,0,null,null,0,""]
["Renseanlæg >= 5.000 PE, Slamdisponering",null,null,null,null,null,"",""]
["Slutdisponering, slam - lavteknologisk (slammineralisering), Konstruktioner","PE",60,0,null,null,0,""]
["Slutdisponering, slam - lavteknologisk (slammineralisering), Mek/EL","PE",20,0,null,null,0,""]
["Slutdisponering, slam - lavteknologisk (slammineralisering), SRO","PE",10,0,null,null,0,""]
["Slutdisponering, slam - højteknologisk (slamtørring), Konstruktioner","PE",60,0,null,null,0,""]
["Slutdisponering, slam - højteknologisk (slamtørring), Mek/EL","PE",20,0,null,null,0,""]
["Slutdisponering, slam - højteknologisk (slamtørring), SRO","PE",10,0,null,null,0,""]
["Slutdisponering, slam - højteknologisk (slamtørring og -forbrænding), Konstruktioner","PE",60,0,null,null,0,""]
["Slutdisponering, slam - højteknologisk (slamtørring og -forbrænding), Mek/EL","PE",20,0,null,null,0,""]
["Slutdisponering, slam - højteknologisk (slamtørring og -forbrænding), SRO","PE",10,0,null,null,0,""]
["Renseanlæg 18",null,null,null,null,null,"",""]
["Mindre renseanlæg",null,null,null,null,null,"",""]
["Mindre renseanlæg < 5.000 PE","PE",40,80,80,80,0,0]
["Renseanlæg >= 5.000 PE, Vandbehandling",null,null,null,null,null,"",""]
["Indløb med riste, Konstruktioner","PE",60,0,null,null,0,""]
["Indløb med riste, Mek/EL","PE",20,0,null,null,0,""]
["Indløb med riste, SRO","PE",10,0,null,null,0,""]
["Sand- og fedtfang, Kontruktioner","PE",60,0,null,null,0,""]
["Sand- og fedtfang, Mek/EL","PE",20,0,null,null,0,""]
["Sand- og fedtfang, SRO","PE",10,0,null,null,0,""]
["Forklaring, Konstruktioner","PE",60,0,null,null,0,""]
["Forklaring, Mek/EL","PE",20,0,null,null,0,""]
["Forklaring, SRO","PE",10,0,null,null,0,""]
["Beluftningstanke, Konstruktioner","PE",60,0,null,null,0,""]
["Beluftningstanke, Mek/EL","PE",20,0,null,null,0,""]
["Beluftningstanke, SRO","PE",10,0,null,null,0,""]
["Efterklaringstanke, Konstruktioner","PE",60,0,null,null,0,""]
["Efterklaringstanke, Mek/El","PE",20,0,null,null,0,""]
["Efterklaringstanke, SRO","PE",10,0,null,null,0,""]
["Efterbehandlingsanlæg (sandfilter), Konstruktioner","PE",60,0,null,null,0,""]
["Efterbehandlingsanlæg (sandfilter), Mek/EL","PE",20,0,null,null,0,""]
["Efterbehandlingsanlæg (sandfilter), SRO","PE",10,0,null,null,0,""]
["Renseanlæg >= 5.000 PE, Slambehandling",null,null,null,null,null,"",""]
["Forafvanding, slam, Konstruktion","PE",60,0,null,null,0,""]
["Forafvanding, slam, Mek/EL","PE",20,0,null,null,0,""]
["Forafvanding, slam, SRO","PE",10,0,null,null,0,""]
["Rådnetanke, slam, Konstruktioner","PE",60,0,null,null,0,""]
["Rådnetanke, slam, Mek/EL","PE",20,0,null,null,0,""]
["Rådnetanke, slam, SRO","PE",10,0,null,null,0,""]
["Gasdisponering, Konstruktioner","PE",60,0,null,null,0,""]
["Gasdisponering, Mek/EL","PE",20,0,null,null,0,""]
["Gasdisponering, SRO","PE",10,0,null,null,0,""]
["Gasdisponering - elproduktionsanlæg, Konstruktioner","PE",60,0,null,null,0,""]
["Gasdisponering - elproduktionsanlæg, Mek/EL","PE",20,0,null,null,0,""]
["Gasdisponering - elproduktionsanlæg, SRO","PE",10,0,null,null,0,""]
["Gasrensning - Aktivt kulfilter","m3/t",15,0,null,null,{"$f":"IF(D643=\"\",IF(E643>0,\"Ny data\",IF(E643=\"\",\"\",0)),IF(D643=0,IF(E643=0,0,\"Ny data\"),(E643-D643)/D643))","v":0},{"$f":"IF(E643=\"\",IF(F643>0,\"Ny data\",IF(F643=\"\",\"\",0)),IF(E643=0,IF(F643=0,0,\"Ny data\"),(F643-E643)/E643))","v":""}]
["Gasrensning - Biologisk skrubber","m3/t",15,0,null,null,0,""]
["Opgraderingsanlæg - Membran","m3/t",15,0,null,null,0,""]
["Varmeproduktionsanlæg","m3/t",15,0,null,null,0,""]
["Slutafvanding, slam - lavteknologisk (slambede), Konstruktioner","PE",60,0,null,null,0,""]
["Slutafvanding, slam - lavteknologisk (slambede), Mek/EL","PE",20,0,null,null,0,""]
["Slutafvanding, slam - lavteknologisk (slambede), SRO","PE",10,0,null,null,0,""]
["Slutafvanding, slam - højteknologisk (centrifuger), Konstruktioner","PE",60,0,null,null,0,""]
["Slutafvanding, slam - højteknologisk (centrifuger), Mek/El","PE",20,0,null,null,0,""]
["Slutafvanding, slam - højteknologisk (centrifuger), SRO","PE",10,0,null,null,0,""]
["Renseanlæg >= 5.000 PE, Slamdisponering",null,null,null,null,null,"",""]
["Slutdisponering, slam - lavteknologisk (slammineralisering), Konstruktioner","PE",60,0,null,null,0,""]
["Slutdisponering, slam - lavteknologisk (slammineralisering), Mek/EL","PE",20,0,null,null,0,""]
["Slutdisponering, slam - lavteknologisk (slammineralisering), SRO","PE",10,0,null,null,0,""]
["Slutdisponering, slam - højteknologisk (slamtørring), Konstruktioner","PE",60,0,null,null,0,""]
["Slutdisponering, slam - højteknologisk (slamtørring), Mek/EL","PE",20,0,null,null,0,""]
["Slutdisponering, slam - højteknologisk (slamtørring), SRO","PE",10,0,null,null,0,""]
["Slutdisponering, slam - højteknologisk (slamtørring og -forbrænding), Konstruktioner","PE",60,0,null,null,0,""]
["Slutdisponering, slam - højteknologisk (slamtørring og -forbrænding), Mek/EL","PE",20,0,null,null,0,""]
["Slutdisponering, slam - højteknologisk (slamtørring og -forbrænding), SRO","PE",10,0,null,null,0,""]
["Renseanlæg 22",null,null,null,null,null,"",""]
["Mindre renseanlæg",null,null,null,null,null,"",""]
["Mindre renseanlæg < 5.000 PE","PE",40,10,10,10,0,0]
["Renseanlæg >= 5.000 PE, Vandbehandling",null,null,null,null,null,"",""]
["Indløb med riste, Konstruktioner","PE",60,0,null,null,0,""]
["Indløb med riste, Mek/EL","PE",20,0,null,null,0,""]
["Indløb med riste, SRO","PE",10,0,null,null,0,""]
["Sand- og fedtfang, Kontruktioner","PE",60,0,null,null,0,""]
["Sand- og fedtfang, Mek/EL","PE",20,0,null,null,0,""]
["Sand- og fedtfang, SRO","PE",10,0,null,null,0,""]
["Forklaring, Konstruktioner","PE",60,0,null,null,0,""]
["Forklaring, Mek/EL","PE",20,0,null,null,0,""]
["Forklaring, SRO","PE",10,0,null,null,0,""]
["Beluftningstanke, Konstruktioner","PE",60,0,null,null,0,""]
["Beluftningstanke, Mek/EL","PE",20,0,null,null,0,""]
["Beluftningstanke, SRO","PE",10,0,null,null,0,""]
["Efterklaringstanke, Konstruktioner","PE",60,0,null,null,0,""]
["Efterklaringstanke, Mek/El","PE",20,0,null,null,0,""]
["Efterklaringstanke, SRO","PE",10,0,null,null,0,""]
["Efterbehandlingsanlæg (sandfilter), Konstruktioner","PE",60,0,null,null,0,""]
["Efterbehandlingsanlæg (sandfilter), Mek/EL","PE",20,0,null,null,0,""]
["Efterbehandlingsanlæg (sandfilter), SRO","PE",10,0,null,null,0,""]
["Renseanlæg >= 5.000 PE, Slambehandling",null,null,null,null,null,"",""]
["Forafvanding, slam, Konstruktion","PE",60,0,null,null,0,""]
["Forafvanding, slam, Mek/EL","PE",20,0,null,null,0,""]
["Forafvanding, slam, SRO","PE",10,0,null,null,0,""]
["Rådnetanke, slam, Konstruktioner","PE",60,0,null,null,0,""]
["Rådnetanke, slam, Mek/EL","PE",20,0,null,null,0,""]
["Rådnetanke, slam, SRO","PE",10,0,null,null,0,""]
["Gasdisponering, Konstruktioner","PE",60,0,null,null,0,""]
["Gasdisponering, Mek/EL","PE",20,0,null,null,0,""]
["Gasdisponering, SRO","PE",10,0,null,null,0,""]
["Gasdisponering - elproduktionsanlæg, Konstruktioner","PE",60,0,null,null,0,""]
["Gasdisponering - elproduktionsanlæg, Mek/EL","PE",20,0,null,null,0,""]
["Gasdisponering - elproduktionsanlæg, SRO","PE",10,0,null,null,0,""]
["Gasrensning - Aktivt kulfilter","m3/t",15,0,null,null,0,""]
["Gasrensning - Biologisk skrubber","m3/t",15,0,null,null,0,""]
["Opgraderingsanlæg - Membran","m3/t",15,0,null,null,0,""]
["Varmeproduktionsanlæg","m3/t",15,0,null,null,0,""]
["Slutafvanding, slam - lavteknologisk (slambede), Konstruktioner","PE",60,0,null,null,0,""]
["Slutafvanding, slam - lavteknologisk (slambede), Mek/EL","PE",20,0,null,null,0,""]
["Slutafvanding, slam - lavteknologisk (slambede), SRO","PE",10,0,null,null,0,""]
["Slutafvanding, slam - højteknologisk (centrifuger), Konstruktioner","PE",60,0,null,null,0,""]
["Slutafvanding, slam - højteknologisk (centrifuger), Mek/El","PE",20,0,null,null,0,""]
["Slutafvanding, slam - højteknologisk (centrifuger), SRO","PE",10,0,null,null,{"$f":"IF(D707=\"\",IF(E707>0,\"Ny data\",IF(E707=\"\",\"\",0)),IF(D707=0,IF(E707=0,0,\"Ny data\"),(E707-D707)/D707))","v":0},{"$f":"IF(E707=\"\",IF(F707>0,\"Ny data\",IF(F707=\"\",\"\",0)),IF(E707=0,IF(F707=0,0,\"Ny data\"),(F707-E707)/E707))","v":""}]
["Renseanlæg >= 5.000 PE, Slamdisponering",null,null,null,null,null,"",""]
["Slutdisponering, slam - lavteknologisk (slammineralisering), Konstruktioner","PE",60,0,null,null,0,""]
["Slutdisponering, slam - lavteknologisk (slammineralisering), Mek/EL","PE",20,0,null,null,0,""]
["Slutdisponering, slam - lavteknologisk (slammineralisering), SRO","PE",10,0,null,null,0,""]
["Slutdisponering, slam - højteknologisk (slamtørring), Konstruktioner","PE",60,0,null,null,0,""]
["Slutdisponering, slam - højteknologisk (slamtørring), Mek/EL","PE",20,0,null,null,0,""]
["Slutdisponering, slam - højteknologisk (slamtørring), SRO","PE",10,0,null,null,0,""]
["Slutdisponering, slam - højteknologisk (slamtørring og -forbrænding), Konstruktioner","PE",60,0,null,null,0,""]
["Slutdisponering, slam - højteknologisk (slamtørring og -forbrænding), Mek/EL","PE",20,0,null,null,0,""]
["Slutdisponering, slam - højteknologisk (slamtørring og -forbrænding), SRO","PE",10,0,null,null,0,""]
["Renseanlæg 23",null,null,null,null,null,"",""]
["Mindre renseanlæg",null,null,null,null,null,"",""]
["Mindre renseanlæg < 5.000 PE","PE",40,35,35,35,0,0]
["Renseanlæg >= 5.000 PE, Vandbehandling",null,null,null,null,null,"",""]
["Indløb med riste, Konstruktioner","PE",60,0,null,null,0,""]
["Indløb med riste, Mek/EL","PE",20,0,null,null,0,""]
["Indløb med riste, SRO","PE",10,0,null,null,0,""]
["Sand- og fedtfang, Kontruktioner","PE",60,0,null,null,0,""]
["Sand- og fedtfang, Mek/EL","PE",20,0,null,null,0,""]
["Sand- og fedtfang, SRO","PE",10,0,null,null,0,""]
["Forklaring, Konstruktioner","PE",60,0,null,null,0,""]
["Forklaring, Mek/EL","PE",20,0,null,null,0,""]
["Forklaring, SRO","PE",10,0,null,null,0,""]
["Beluftningstanke, Konstruktioner","PE",60,0,null,null,0,""]
["Beluftningstanke, Mek/EL","PE",20,0,null,null,0,""]
["Beluftningstanke, SRO","PE",10,0,null,null,0,""]
["Efterklaringstanke, Konstruktioner","PE",60,0,null,null,0,""]
["Efterklaringstanke, Mek/El","PE",20,0,null,null,0,""]
["Efterklaringstanke, SRO","PE",10,0,null,null,0,""]
["Efterbehandlingsanlæg (sandfilter), Konstruktioner","PE",60,0,null,null,0,""]
["Efterbehandlingsanlæg (sandfilter), Mek/EL","PE",20,0,null,null,0,""]
["Efterbehandlingsanlæg (sandfilter), SRO","PE",10,0,null,null,0,""]
["Renseanlæg >= 5.000 PE, Slambehandling",null,null,null,null,null,"",""]
["Forafvanding, slam, Konstruktion","PE",60,0,null,null,0,""]
["Forafvanding, slam, Mek/EL","PE",20,0,null,null,0,""]
["Forafvanding, slam, SRO","PE",10,0,null,null,0,""]
["Rådnetanke, slam, Konstruktioner","PE",60,0,null,null,0,""]
["Rådnetanke, slam, Mek/EL","PE",20,0,null,null,0,""]
["Rådnetanke, slam, SRO","PE",10,0,null,null,0,""]
["Gasdisponering, Konstruktioner","PE",60,0,null,null,0,""]
["Gasdisponering, Mek/EL","PE",20,0,null,null,0,""]
["Gasdisponering, SRO","PE",10,0,null,null,0,""]
["Gasdisponering - elproduktionsanlæg, Konstruktioner","PE",60,0,null,null,0,""]
["Gasdisponering - elproduktionsanlæg, Mek/EL","PE",20,0,null,null,0,""]
["Gasdisponering - elproduktionsanlæg, SRO","PE",10,0,null,null,0,""]
["Gasrensning - Aktivt kulfilter","m3/t",15,0,null,null,0,""]
["Gasrensning - Biologisk skrubber","m3/t",15,0,null,null,0,""]
["Opgraderingsanlæg - Membran","m3/t",15,0,null,null,0,""]
["Varmeproduktionsanlæg","m3/t",15,0,null,null,0,""]
["Slutafvanding, slam - lavteknologisk (slambede), Konstruktioner","PE",60,0,null,null,0,""]
["Slutafvanding, slam - lavteknologisk (slambede), Mek/EL","PE",20,0,null,null,0,""]
["Slutafvanding, slam - lavteknologisk (slambede), SRO","PE",10,0,null,null,0,""]
["Slutafvanding, slam - højteknologisk (centrifuger), Konstruktioner","PE",60,0,null,null,0,""]
["Slutafvanding, slam - højteknologisk (centrifuger), Mek/El","PE",20,0,null,null,0,""]
["Slutafvanding, slam - højteknologisk (centrifuger), SRO","PE",10,0,null,null,0,""]
["Renseanlæg >= 5.000 PE, Slamdisponering",null,null,null,null,null,"",""]
["Slutdisponering, slam - lavteknologisk (slammineralisering), Konstruktioner","PE",60,0,null,null,0,""]
["Slutdisponering, slam - lavteknologisk (slammineralisering), Mek/EL","PE",20,0,null,null,0,""]
["Slutdisponering, slam - lavteknologisk (slammineralisering), SRO","PE",10,0,null,null,0,""]
["Slutdisponering, slam - højteknologisk (slamtørring), Konstruktioner","PE",60,0,null,null,0,""]
["Slutdisponering, slam - højteknologisk (slamtørring), Mek/EL","PE",20,0,null,null,0,""]
["Slutdisponering, slam - højteknologisk (slamtørring), SRO","PE",10,0,null,null,0,""]
["Slutdisponering, slam - højteknologisk (slamtørring og -forbrænding), Konstruktioner","PE",60,0,null,null,0,""]
["Slutdisponering, slam - højteknologisk (slamtørring og -forbrænding), Mek/EL","PE",20,0,null,null,{"$f":"IF(D771=\"\",IF(E771>0,\"Ny data\",IF(E771=\"\",\"\",0)),IF(D771=0,IF(E771=0,0,\"Ny data\"),(E771-D771)/D771))","v":0},{"$f":"IF(E771=\"\",IF(F771>0,\"Ny data\",IF(F771=\"\",\"\",0)),IF(E771=0,IF(F771=0,0,\"Ny data\"),(F771-E771)/E771))","v":""}]
["Slutdisponering, slam - højteknologisk (slamtørring og -forbrænding), SRO","PE",10,0,null,null,0,""]
["Renseanlæg 27",null,null,null,null,null,"",""]
["Mindre renseanlæg",null,null,null,null,null,"",""]
["Mindre renseanlæg < 5.000 PE","PE",40,60,60,60,0,0]
["Renseanlæg >= 5.000 PE, Vandbehandling",null,null,null,null,null,"",""]
["Indløb med riste, Konstruktioner","PE",60,0,null,null,0,""]
["Indløb med riste, Mek/EL","PE",20,0,null,null,0,""]
["Indløb med riste, SRO","PE",10,0,null,null,0,""]
["Sand- og fedtfang, Kontruktioner","PE",60,0,null,null,0,""]
["Sand- og fedtfang, Mek/EL","PE",20,0,null,null,0,""]
["Sand- og fedtfang, SRO","PE",10,0,null,null,0,""]
["Forklaring, Konstruktioner","PE",60,0,null,null,0,""]
["Forklaring, Mek/EL","PE",20,0,null,null,0,""]
["Forklaring, SRO","PE",10,0,null,null,0,""]
["Beluftningstanke, Konstruktioner","PE",60,0,null,null,0,""]
["Beluftningstanke, Mek/EL","PE",20,0,null,null,0,""]
["Beluftningstanke, SRO","PE",10,0,null,null,0,""]
["Efterklaringstanke, Konstruktioner","PE",60,0,null,null,0,""]
["Efterklaringstanke, Mek/El","PE",20,0,null,null,0,""]
["Efterklaringstanke, SRO","PE",10,0,null,null,0,""]
["Efterbehandlingsanlæg (sandfilter), Konstruktioner","PE",60,0,null,null,0,""]
["Efterbehandlingsanlæg (sandfilter), Mek/EL","PE",20,0,null,null,0,""]
["Efterbehandlingsanlæg (sandfilter), SRO","PE",10,0,null,null,0,""]
["Renseanlæg >= 5.000 PE, Slambehandling",null,null,null,null,null,"",""]
["Forafvanding, slam, Konstruktion","PE",60,0,null,null,0,""]
["Forafvanding, slam, Mek/EL","PE",20,0,null,null,0,""]
["Forafvanding, slam, SRO","PE",10,0,null,null,0,""]
["Rådnetanke, slam, Konstruktioner","PE",60,0,null,null,0,""]
["Rådnetanke, slam, Mek/EL","PE",20,0,null,null,0,""]
["Rådnetanke, slam, SRO","PE",10,0,null,null,0,""]
["Gasdisponering, Konstruktioner","PE",60,0,null,null,0,""]
["Gasdisponering, Mek/EL","PE",20,0,null,null,0,""]
["Gasdisponering, SRO","PE",10,0,null,null,0,""]
["Gasdisponering - elproduktionsanlæg, Konstruktioner","PE",60,0,null,null,0,""]
["Gasdisponering - elproduktionsanlæg, Mek/EL","PE",20,0,null,null,0,""]
["Gasdisponering - elproduktionsanlæg, SRO","PE",10,0,null,null,0,""]
["Gasrensning - Aktivt kulfilter","m3/t",15,0,null,null,0,""]
["Gasrensning - Biologisk skrubber","m3/t",15,0,null,null,0,""]
["Opgraderingsanlæg - Membran","m3/t",15,0,null,null,0,""]
["Varmeproduktionsanlæg","m3/t",15,0,null,null,0,""]
["Slutafvanding, slam - lavteknologisk (slambede), Konstruktioner","PE",60,0,null,null,0,""]
["Slutafvanding, slam - lavteknologisk (slambede), Mek/EL","PE",20,0,null,null,0,""]
["Slutafvanding, slam - lavteknologisk (slambede), SRO","PE",10,0,null,null,0,""]
["Slutafvanding, slam - højteknologisk (centrifuger), Konstruktioner","PE",60,0,null,null,0,""]
["Slutafvanding, slam - højteknologisk (centrifuger), Mek/El","PE",20,0,null,null,0,""]
["Slutafvanding, slam - højteknologisk (centrifuger), SRO","PE",10,0,null,null,0,""]
["Renseanlæg >= 5.000 PE, Slamdisponering",null,null,null,null,null,"",""]
["Slutdisponering, slam - lavteknologisk (slammineralisering), Konstruktioner","PE",60,0,null,null,0,""]
["Slutdisponering, slam - lavteknologisk (slammineralisering), Mek/EL","PE",20,0,null,null,0,""]
["Slutdisponering, slam - lavteknologisk (slammineralisering), SRO","PE",10,0,null,null,0,""]
["Slutdisponering, slam - højteknologisk (slamtørring), Konstruktioner","PE",60,0,null,null,0,""]
["Slutdisponering, slam - højteknologisk (slamtørring), Mek/EL","PE",20,0,null,null,0,""]
["Slutdisponering, slam - højteknologisk (slamtørring), SRO","PE",10,0,null,null,0,""]
["Slutdisponering, slam - højteknologisk (slamtørring og -forbrænding), Konstruktioner","PE",60,0,null,null,0,""]
["Slutdisponering, slam - højteknologisk (slamtørring og -forbrænding), Mek/EL","PE",20,0,null,null,0,""]
["Slutdisponering, slam - højteknologisk (slamtørring og -forbrænding), SRO","PE",10,0,null,null,0,""]
["Renseanlæg 28",null,null,null,null,null,"",""]
["Mindre renseanlæg",null,null,null,null,null,"",""]
["Mindre renseanlæg < 5.000 PE","PE",40,85,85,85,0,0]
["Renseanlæg >= 5.000 PE, Vandbehandling",null,null,null,null,null,"",""]
["Indløb med riste, Konstruktioner","PE",60,0,null,null,0,""]
["Indløb med riste, Mek/EL","PE",20,0,null,null,0,""]
["Indløb med riste, SRO","PE",10,0,null,null,0,""]
["Sand- og fedtfang, Kontruktioner","PE",60,0,null,null,{"$f":"IF(D835=\"\",IF(E835>0,\"Ny data\",IF(E835=\"\",\"\",0)),IF(D835=0,IF(E835=0,0,\"Ny data\"),(E835-D835)/D835))","v":0},{"$f":"IF(E835=\"\",IF(F835>0,\"Ny data\",IF(F835=\"\",\"\",0)),IF(E835=0,IF(F835=0,0,\"Ny data\"),(F835-E835)/E835))","v":""}]
["Sand- og fedtfang, Mek/EL","PE",20,0,null,null,0,""]
["Sand- og fedtfang, SRO","PE",10,0,null,null,0,""]
["Forklaring, Konstruktioner","PE",60,0,null,null,0,""]
["Forklaring, Mek/EL","PE",20,0,null,null,0,""]
["Forklaring, SRO","PE",10,0,null,null,0,""]
["Beluftningstanke, Konstruktioner","PE",60,0,null,null,0,""]
["Beluftningstanke, Mek/EL","PE",20,0,null,null,0,""]
["Beluftningstanke, SRO","PE",10,0,null,null,0,""]
["Efterklaringstanke, Konstruktioner","PE",60,0,null,null,0,""]
["Efterklaringstanke, Mek/El","PE",20,0,null,null,0,""]
["Efterklaringstanke, SRO","PE",10,0,null,null,0,""]
["Efterbehandlingsanlæg (sandfilter), Konstruktioner","PE",60,0,null,null,0,""]
["Efterbehandlingsanlæg (sandfilter), Mek/EL","PE",20,0,null,null,0,""]
["Efterbehandlingsanlæg (sandfilter), SRO","PE",10,0,null,null,0,""]
["Renseanlæg >= 5.000 PE, Slambehandling",null,null,null,null,null,"",""]
["Forafvanding, slam, Konstruktion","PE",60,0,null,null,0,""]
["Forafvanding, slam, Mek/EL","PE",20,0,null,null,0,""]
["Forafvanding, slam, SRO","PE",10,0,null,null,0,""]
["Rådnetanke, slam, Konstruktioner","PE",60,0,null,null,0,""]
["Rådnetanke, slam, Mek/EL","PE",20,0,null,null,0,""]
["Rådnetanke, slam, SRO","PE",10,0,null,null,0,""]
["Gasdisponering, Konstruktioner","PE",60,0,null,null,0,""]
["Gasdisponering, Mek/EL","PE",20,0,null,null,0,""]
["Gasdisponering, SRO","PE",10,0,null,null,0,""]
["Gasdisponering - elproduktionsanlæg, Konstruktioner","PE",60,0,null,null,0,""]
["Gasdisponering - elproduktionsanlæg, Mek/EL","PE",20,0,null,null,0,""]
["Gasdisponering - elproduktionsanlæg, SRO","PE",10,0,null,null,0,""]
["Gasrensning - Aktivt kulfilter","m3/t",15,0,null,null,0,""]
["Gasrensning - Biologisk skrubber","m3/t",15,0,null,null,0,""]
["Opgraderingsanlæg - Membran","m3/t",15,0,null,null,0,""]
["Varmeproduktionsanlæg","m3/t",15,0,null,null,0,""]
["Slutafvanding, slam - lavteknologisk (slambede), Konstruktioner","PE",60,0,null,null,0,""]
["Slutafvanding, slam - lavteknologisk (slambede), Mek/EL","PE",20,0,null,null,0,""]
["Slutafvanding, slam - lavteknologisk (slambede), SRO","PE",10,0,null,null,0,""]
["Slutafvanding, slam - højteknologisk (centrifuger), Konstruktioner","PE",60,0,null,null,0,""]
["Slutafvanding, slam - højteknologisk (centrifuger), Mek/El","PE",20,0,null,null,0,""]
["Slutafvanding, slam - højteknologisk (centrifuger), SRO","PE",10,0,null,null,0,""]
["Renseanlæg >= 5.000 PE, Slamdisponering",null,null,null,null,null,"",""]
["Slutdisponering, slam - lavteknologisk (slammineralisering), Konstruktioner","PE",60,0,null,null,0,""]
["Slutdisponering, slam - lavteknologisk (slammineralisering), Mek/EL","PE",20,0,null,null,0,""]
["Slutdisponering, slam - lavteknologisk (slammineralisering), SRO","PE",10,0,null,null,0,""]
["Slutdisponering, slam - højteknologisk (slamtørring), Konstruktioner","PE",60,0,null,null,0,""]
["Slutdisponering, slam - højteknologisk (slamtørring), Mek/EL","PE",20,0,null,null,0,""]
["Slutdisponering, slam - højteknologisk (slamtørring), SRO","PE",10,0,null,null,0,""]
["Slutdisponering, slam - højteknologisk (slamtørring og -forbrænding), Konstruktioner","PE",60,0,null,null,0,""]
["Slutdisponering, slam - højteknologisk (slamtørring og -forbrænding), Mek/EL","PE",20,0,null,null,0,""]
["Slutdisponering, slam - højteknologisk (slamtørring og -forbrænding), SRO","PE",10,0,null,null,0,""]
["Renseanlæg 30",null,null,null,null,null,"",""]
["Mindre renseanlæg",null,null,null,null,null,"",""]
["Mindre renseanlæg < 5.000 PE","PE",40,156,156,156,0,0]
["Renseanlæg >= 5.000 PE, Vandbehandling",null,null,null,null,null,"",""]
["Indløb med riste, Konstruktioner","PE",60,0,null,null,0,""]
["Indløb med riste, Mek/EL","PE",20,0,null,null,0,""]
["Indløb med riste, SRO","PE",10,0,null,null,0,""]
["Sand- og fedtfang, Kontruktioner","PE",60,0,null,null,0,""]
["Sand- og fedtfang, Mek/EL","PE",20,0,null,null,0,""]
["Sand- og fedtfang, SRO","PE",10,0,null,null,0,""]
["Forklaring, Konstruktioner","PE",60,0,null,null,0,""]
["Forklaring, Mek/EL","PE",20,0,null,null,0,""]
["Forklaring, SRO","PE",10,0,null,null,0,""]
["Beluftningstanke, Konstruktioner","PE",60,0,null,null,0,""]
["Beluftningstanke, Mek/EL","PE",20,0,null,null,0,""]
["Beluftningstanke, SRO","PE",10,0,null,null,0,""]
["Efterklaringstanke, Konstruktioner","PE",60,0,null,null,{"$f":"IF(D899=\"\",IF(E899>0,\"Ny data\",IF(E899=\"\",\"\",0)),IF(D899=0,IF(E899=0,0,\"Ny data\"),(E899-D899)/D899))","v":0},{"$f":"IF(E899=\"\",IF(F899>0,\"Ny data\",IF(F899=\"\",\"\",0)),IF(E899=0,IF(F899=0,0,\"Ny data\"),(F899-E899)/E899))","v":""}]
["Efterklaringstanke, Mek/El","PE",20,0,null,null,0,""]
["Efterklaringstanke, SRO","PE",10,0,null,null,0,""]
["Efterbehandlingsanlæg (sandfilter), Konstruktioner","PE",60,0,null,null,0,""]
["Efterbehandlingsanlæg (sandfilter), Mek/EL","PE",20,0,null,null,0,""]
["Efterbehandlingsanlæg (sandfilter), SRO","PE",10,0,null,null,0,""]
["Renseanlæg >= 5.000 PE, Slambehandling",null,null,null,null,null,"",""]
["Forafvanding, slam, Konstruktion","PE",60,0,null,null,0,""]
["Forafvanding, slam, Mek/EL","PE",20,0,null,null,0,""]
["Forafvanding, slam, SRO","PE",10,0,null,null,0,""]
["Rådnetanke, slam, Konstruktioner","PE",60,0,null,null,0,""]
["Rådnetanke, slam, Mek/EL","PE",20,0,null,null,0,""]
["Rådnetanke, slam, SRO","PE",10,0,null,null,0,""]
["Gasdisponering, Konstruktioner","PE",60,0,null,null,0,""]
["Gasdisponering, Mek/EL","PE",20,0,null,null,0,""]
["Gasdisponering, SRO","PE",10,0,null,null,0,""]
["Gasdisponering - elproduktionsanlæg, Konstruktioner","PE",60,0,null,null,0,""]
["Gasdisponering - elproduktionsanlæg, Mek/EL","PE",20,0,null,null,0,""]
["Gasdisponering - elproduktionsanlæg, SRO","PE",10,0,null,null,0,""]
["Gasrensning - Aktivt kulfilter","m3/t",15,0,null,null,0,""]
["Gasrensning - Biologisk skrubber","m3/t",15,0,null,null,0,""]
["Opgraderingsanlæg - Membran","m3/t",15,0,null,null,0,""]
["Varmeproduktionsanlæg","m3/t",15,0,null,null,0,""]
["Slutafvanding, slam - lavteknologisk (slambede), Konstruktioner","PE",60,0,null,null,0,""]
["Slutafvanding, slam - lavteknologisk (slambede), Mek/EL","PE",20,0,null,null,0,""]
["Slutafvanding, slam - lavteknologisk (slambede), SRO","PE",10,0,null,null,0,""]
["Slutafvanding, slam - højteknologisk (centrifuger), Konstruktioner","PE",60,0,null,null,0,""]
["Slutafvanding, slam - højteknologisk (centrifuger), Mek/El","PE",20,0,null,null,0,""]
["Slutafvanding, slam - højteknologisk (centrifuger), SRO","PE",10,0,null,null,0,""]
["Renseanlæg >= 5.000 PE, Slamdisponering",null,null,null,null,null,"",""]
["Slutdisponering, slam - lavteknologisk (slammineralisering), Konstruktioner","PE",60,0,null,null,0,""]
["Slutdisponering, slam - lavteknologisk (slammineralisering), Mek/EL","PE",20,0,null,null,0,""]
["Slutdisponering, slam - lavteknologisk (slammineralisering), SRO","PE",10,0,null,null,0,""]
["Slutdisponering, slam - højteknologisk (slamtørring), Konstruktioner","PE",60,0,null,null,0,""]
["Slutdisponering, slam - højteknologisk (slamtørring), Mek/EL","PE",20,0,null,null,0,""]
["Slutdisponering, slam - højteknologisk (slamtørring), SRO","PE",10,0,null,null,0,""]
["Slutdisponering, slam - højteknologisk (slamtørring og -forbrænding), Konstruktioner","PE",60,0,null,null,0,""]
["Slutdisponering, slam - højteknologisk (slamtørring og -forbrænding), Mek/EL","PE",20,0,null,null,0,""]
["Slutdisponering, slam - højteknologisk (slamtørring og -forbrænding), SRO","PE",10,0,null,null,0,""]
["Renseanlæg 31",null,null,null,null,null,"",""]
["Mindre renseanlæg",null,null,null,null,null,"",""]
["Mindre renseanlæg < 5.000 PE","PE",40,15,15,15,0,0]
["Renseanlæg >= 5.000 PE, Vandbehandling",null,null,null,null,null,"",""]
["Indløb med riste, Konstruktioner","PE",60,0,null,null,0,""]
["Indløb med riste, Mek/EL","PE",20,0,null,null,0,""]
["Indløb med riste, SRO","PE",10,0,null,null,0,""]
["Sand- og fedtfang, Kontruktioner","PE",60,0,null,null,0,""]
["Sand- og fedtfang, Mek/EL","PE",20,0,null,null,0,""]
["Sand- og fedtfang, SRO","PE",10,0,null,null,0,""]
["Forklaring, Konstruktioner","PE",60,0,null,null,0,""]
["Forklaring, Mek/EL","PE",20,0,null,null,0,""]
["Forklaring, SRO","PE",10,0,null,null,0,""]
["Beluftningstanke, Konstruktioner","PE",60,0,null,null,0,""]
["Beluftningstanke, Mek/EL","PE",20,0,null,null,0,""]
["Beluftningstanke, SRO","PE",10,0,null,null,0,""]
["Efterklaringstanke, Konstruktioner","PE",60,0,null,null,0,""]
["Efterklaringstanke, Mek/El","PE",20,0,null,null,0,""]
["Efterklaringstanke, SRO","PE",10,0,null,null,0,""]
["Efterbehandlingsanlæg (sandfilter), Konstruktioner","PE",60,0,null,null,0,""]
["Efterbehandlingsanlæg (sandfilter), Mek/EL","PE",20,0,null,null,0,""]
["Efterbehandlingsanlæg (sandfilter), SRO","PE",10,0,null,null,0,""]
["Renseanlæg >= 5.000 PE, Slambehandling",null,null,null,null,null,"",""]
["Forafvanding, slam, Konstruktion","PE",60,0,null,null,0,""]
["Forafvanding, slam, Mek/EL","PE",20,0,null,null,0,""]
["Forafvanding, slam, SRO","PE",10,0,null,null,{"$f":"IF(D963=\"\",IF(E963>0,\"Ny data\",IF(E963=\"\",\"\",0)),IF(D963=0,IF(E963=0,0,\"Ny data\"),(E963-D963)/D963))","v":0},{"$f":"IF(E963=\"\",IF(F963>0,\"Ny data\",IF(F963=\"\",\"\",0)),IF(E963=0,IF(F963=0,0,\"Ny data\"),(F963-E963)/E963))","v":""}]
["Rådnetanke, slam, Konstruktioner","PE",60,0,null,null,0,""]
["Rådnetanke, slam, Mek/EL","PE",20,0,null,null,0,""]
["Rådnetanke, slam, SRO","PE",10,0,null,null,0,""]
["Gasdisponering, Konstruktioner","PE",60,0,null,null,0,""]
["Gasdisponering, Mek/EL","PE",20,0,null,null,0,""]
["Gasdisponering, SRO","PE",10,0,null,null,0,""]
["Gasdisponering - elproduktionsanlæg, Konstruktioner","PE",60,0,null,null,0,""]
["Gasdisponering - elproduktionsanlæg, Mek/EL","PE",20,0,null,null,0,""]
["Gasdisponering - elproduktionsanlæg, SRO","PE",10,0,null,null,0,""]
["Gasrensning - Aktivt kulfilter","m3/t",15,0,null,null,0,""]
["Gasrensning - Biologisk skrubber","m3/t",15,0,null,null,0,""]
["Opgraderingsanlæg - Membran","m3/t",15,0,null,null,0,""]
["Varmeproduktionsanlæg","m3/t",15,0,null,null,0,""]
["Slutafvanding, slam - lavteknologisk (slambede), Konstruktioner","PE",60,0,null,null,0,""]
["Slutafvanding, slam - lavteknologisk (slambede), Mek/EL","PE",20,0,null,null,0,""]
["Slutafvanding, slam - lavteknologisk (slambede), SRO","PE",10,0,null,null,0,""]
["Slutafvanding, slam - højteknologisk (centrifuger), Konstruktioner","PE",60,0,null,null,0,""]
["Slutafvanding, slam - højteknologisk (centrifuger), Mek/El","PE",20,0,null,null,0,""]
["Slutafvanding, slam - højteknologisk (centrifuger), SRO","PE",10,0,null,null,0,""]
["Renseanlæg >= 5.000 PE, Slamdisponering",null,null,null,null,null,"",""]
["Slutdisponering, slam - lavteknologisk (slammineralisering), Konstruktioner","PE",60,0,null,null,0,""]
["Slutdisponering, slam - lavteknologisk (slammineralisering), Mek/EL","PE",20,0,null,null,0,""]
["Slutdisponering, slam - lavteknologisk (slammineralisering), SRO","PE",10,0,null,null,0,""]
["Slutdisponering, slam - højteknologisk (slamtørring), Konstruktioner","PE",60,0,null,null,0,""]
["Slutdisponering, slam - højteknologisk (slamtørring), Mek/EL","PE",20,0,null,null,0,""]
["Slutdisponering, slam - højteknologisk (slamtørring), SRO","PE",10,0,null,null,0,""]
["Slutdisponering, slam - højteknologisk (slamtørring og -forbrænding), Konstruktioner","PE",60,0,null,null,0,""]
["Slutdisponering, slam - højteknologisk (slamtørring og -forbrænding), Mek/EL","PE",20,0,null,null,0,""]
["Slutdisponering, slam - højteknologisk (slamtørring og -forbrænding), SRO","PE",10,0,null,null,0,""]
["Renseanlæg 37",null,null,null,null,null,"",""]
["Mindre renseanlæg",null,null,null,null,null,"",""]
["Mindre renseanlæg < 5.000 PE","PE",40,200,200,200,0,0]
["Renseanlæg >= 5.000 PE, Vandbehandling",null,null,null,null,null,"",""]
["Indløb med riste, Konstruktioner","PE",60,0,null,null,0,""]
["Indløb med riste, Mek/EL","PE",20,0,null,null,0,""]
["Indløb med riste, SRO","PE",10,0,null,null,0,""]
["Sand- og fedtfang, Kontruktioner","PE",60,0,null,null,0,""]
["Sand- og fedtfang, Mek/EL","PE",20,0,null,null,0,""]
["Sand- og fedtfang, SRO","PE",10,0,null,null,0,""]
["Forklaring, Konstruktioner","PE",60,0,null,null,0,""]
["Forklaring, Mek/EL","PE",20,0,null,null,0,""]
["Forklaring, SRO","PE",10,0,null,null,0,""]
["Beluftningstanke, Konstruktioner","PE",60,0,null,null,0,""]
["Beluftningstanke, Mek/EL","PE",20,0,null,null,0,""]
["Beluftningstanke, SRO","PE",10,0,null,null,0,""]
["Efterklaringstanke, Konstruktioner","PE",60,0,null,null,0,""]
["Efterklaringstanke, Mek/El","PE",20,0,null,null,0,""]
["Efterklaringstanke, SRO","PE",10,0,null,null,0,""]
["Efterbehandlingsanlæg (sandfilter), Konstruktioner","PE",60,0,null,null,0,""]
["Efterbehandlingsanlæg (sandfilter), Mek/EL","PE",20,0,null,null,0,""]
["Efterbehandlingsanlæg (sandfilter), SRO","PE",10,0,null,null,0,""]
["Renseanlæg >= 5.000 PE, Slambehandling",null,null,null,null,null,"",""]
["Forafvanding, slam, Konstruktion","PE",60,0,null,null,0,""]
["Forafvanding, slam, Mek/EL","PE",20,0,null,null,0,""]
["Forafvanding, slam, SRO","PE",10,0,null,null,0,""]
["Rådnetanke, slam, Konstruktioner","PE",60,0,null,null,0,""]
["Rådnetanke, slam, Mek/EL","PE",20,0,null,null,0,""]
["Rådnetanke, slam, SRO","PE",10,0,null,null,0,""]
["Gasdisponering, Konstruktioner","PE",60,0,null,null,0,""]
["Gasdisponering, Mek/EL","PE",20,0,null,null,0,""]
["Gasdisponering, SRO","PE",10,0,null,null,0,""]
["Gasdisponering - elproduktionsanlæg, Konstruktioner","PE",60,0,null,null,0,""]
["Gasdisponering - elproduktionsanlæg, Mek/EL","PE",20,0,null,null,0,""]
["Gasdisponering - elproduktionsanlæg, SRO","PE",10,0,null,null,{"$f":"IF(D1027=\"\",IF(E1027>0,\"Ny data\",IF(E1027=\"\",\"\",0)),IF(D1027=0,IF(E1027=0,0,\"Ny data\"),(E1027-D1027)/D1027))","v":0},{"$f":"IF(E1027=\"\",IF(F1027>0,\"Ny data\",IF(F1027=\"\",\"\",0)),IF(E1027=0,IF(F1027=0,0,\"Ny data\"),(F1027-E1027)/E1027))","v":""}]
["Gasrensning - Aktivt kulfilter","m3/t",15,0,null,null,0,""]
["Gasrensning - Biologisk skrubber","m3/t",15,0,null,null,0,""]
["Opgraderingsanlæg - Membran","m3/t",15,0,null,null,0,""]
["Varmeproduktionsanlæg","m3/t",15,0,null,null,0,""]
["Slutafvanding, slam - lavteknologisk (slambede), Konstruktioner","PE",60,0,null,null,0,""]
["Slutafvanding, slam - lavteknologisk (slambede), Mek/EL","PE",20,0,null,null,0,""]
["Slutafvanding, slam - lavteknologisk (slambede), SRO","PE",10,0,null,null,0,""]
["Slutafvanding, slam - højteknologisk (centrifuger), Konstruktioner","PE",60,0,null,null,0,""]
["Slutafvanding, slam - højteknologisk (centrifuger), Mek/El","PE",20,0,null,null,0,""]
["Slutafvanding, slam - højteknologisk (centrifuger), SRO","PE",10,0,null,null,0,""]
["Renseanlæg >= 5.000 PE, Slamdisponering",null,null,null,null,null,"",""]
["Slutdisponering, slam - lavteknologisk (slammineralisering), Konstruktioner","PE",60,0,null,null,0,""]
["Slutdisponering, slam - lavteknologisk (slammineralisering), Mek/EL","PE",20,0,null,null,0,""]
["Slutdisponering, slam - lavteknologisk (slammineralisering), SRO","PE",10,0,null,null,0,""]
["Slutdisponering, slam - højteknologisk (slamtørring), Konstruktioner","PE",60,0,null,null,0,""]
["Slutdisponering, slam - højteknologisk (slamtørring), Mek/EL","PE",20,0,null,null,0,""]
["Slutdisponering, slam - højteknologisk (slamtørring), SRO","PE",10,0,null,null,0,""]
["Slutdisponering, slam - højteknologisk (slamtørring og -forbrænding), Konstruktioner","PE",60,0,null,null,0,""]
["Slutdisponering, slam - højteknologisk (slamtørring og -forbrænding), Mek/EL","PE",20,0,null,null,0,""]
["Slutdisponering, slam - højteknologisk (slamtørring og -forbrænding), SRO","PE",10,0,null,null,0,""]
["Renseanlæg 38",null,null,null,null,null,"",""]
["Mindre renseanlæg",null,null,null,null,null,"",""]
["Mindre renseanlæg < 5.000 PE","PE",40,200,200,200,0,0]
["Renseanlæg >= 5.000 PE, Vandbehandling",null,null,null,null,null,"",""]
["Indløb med riste, Konstruktioner","PE",60,0,null,null,0,""]
["Indløb med riste, Mek/EL","PE",20,0,null,null,0,""]
["Indløb med riste, SRO","PE",10,0,null,null,0,""]
["Sand- og fedtfang, Kontruktioner","PE",60,0,null,null,0,""]
["Sand- og fedtfang, Mek/EL","PE",20,0,null,null,0,""]
["Sand- og fedtfang, SRO","PE",10,0,null,null,0,""]
["Forklaring, Konstruktioner","PE",60,0,null,null,0,""]
["Forklaring, Mek/EL","PE",20,0,null,null,0,""]
["Forklaring, SRO","PE",10,0,null,null,0,""]
["Beluftningstanke, Konstruktioner","PE",60,0,null,null,0,""]
["Beluftningstanke, Mek/EL","PE",20,0,null,null,0,""]
["Beluftningstanke, SRO","PE",10,0,null,null,0,""]
["Efterklaringstanke, Konstruktioner","PE",60,0,null,null,0,""]
["Efterklaringstanke, Mek/El","PE",20,0,null,null,0,""]
["Efterklaringstanke, SRO","PE",10,0,null,null,0,""]
["Efterbehandlingsanlæg (sandfilter), Konstruktioner","PE",60,0,null,null,0,""]
["Efterbehandlingsanlæg (sandfilter), Mek/EL","PE",20,0,null,null,0,""]
["Efterbehandlingsanlæg (sandfilter), SRO","PE",10,0,null,null,0,""]
["Renseanlæg >= 5.000 PE, Slambehandling",null,null,null,null,null,"",""]
["Forafvanding, slam, Konstruktion","PE",60,0,null,null,0,""]
["Forafvanding, slam, Mek/EL","PE",20,0,null,null,0,""]
["Forafvanding, slam, SRO","PE",10,0,null,null,0,""]
["Rådnetanke, slam, Konstruktioner","PE",60,0,null,null,0,""]
["Rådnetanke, slam, Mek/EL","PE",20,0,null,null,0,""]
["Rådnetanke, slam, SRO","PE",10,0,null,null,0,""]
["Gasdisponering, Konstruktioner","PE",60,0,null,null,0,""]
["Gasdisponering, Mek/EL","PE",20,0,null,null,0,""]
["Gasdisponering, SRO","PE",10,0,null,null,0,""]
["Gasdisponering - elproduktionsanlæg, Konstruktioner","PE",60,0,null,null,0,""]
["Gasdisponering - elproduktionsanlæg, Mek/EL","PE",20,0,null,null,0,""]
["Gasdisponering - elproduktionsanlæg, SRO","PE",10,0,null,null,0,""]
["Gasrensning - Aktivt kulfilter","m3/t",15,0,null,null,0,""]
["Gasrensning - Biologisk skrubber","m3/t",15,0,null,null,0,""]
["Opgraderingsanlæg - Membran","m3/t",15,0,null,null,0,""]
["Varmeproduktionsanlæg","m3/t",15,0,null,null,0,""]
["Slutafvanding, slam - lavteknologisk (slambede), Konstruktioner","PE",60,0,null,null,0,""]
["Slutafvanding, slam - lavteknologisk (slambede), Mek/EL","PE",20,0,null,null,0,""]
["Slutafvanding, slam - lavteknologisk (slambede), SRO","PE",10,0,null,null,0,""]
["Slutafvanding, slam - højteknologisk (centrifuger), Konstruktioner","PE",60,0,null,null,0,""]
["Slutafvanding, slam - højteknologisk (centrifuger), Mek/El","PE",20,0,null,null,{"$f":"IF(D1091=\"\",IF(E1091>0,\"Ny data\",IF(E1091=\"\",\"\",0)),IF(D1091=0,IF(E1091=0,0,\"Ny data\"),(E1091-D1091)/D1091))","v":0},{"$f":"IF(E1091=\"\",IF(F1091>0,\"Ny data\",IF(F1091=\"\",\"\",0)),IF(E1091=0,IF(F1091=0,0,\"Ny data\"),(F1091-E1091)/E1091))","v":""}]
["Slutafvanding, slam - højteknologisk (centrifuger), SRO","PE",10,0,null,null,0,""]
["Renseanlæg >= 5.000 PE, Slamdisponering",null,null,null,null,null,"",""]
["Slutdisponering, slam - lavteknologisk (slammineralisering), Konstruktioner","PE",60,0,null,null,0,""]
["Slutdisponering, slam - lavteknologisk (slammineralisering), Mek/EL","PE",20,0,null,null,0,""]
["Slutdisponering, slam - lavteknologisk (slammineralisering), SRO","PE",10,0,null,null,0,""]
["Slutdisponering, slam - højteknologisk (slamtørring), Konstruktioner","PE",60,0,null,null,0,""]
["Slutdisponering, slam - højteknologisk (slamtørring), Mek/EL","PE",20,0,null,null,0,""]
["Slutdisponering, slam - højteknologisk (slamtørring), SRO","PE",10,0,null,null,0,""]
["Slutdisponering, slam - højteknologisk (slamtørring og -forbrænding), Konstruktioner","PE",60,0,null,null,0,""]
["Slutdisponering, slam - højteknologisk (slamtørring og -forbrænding), Mek/EL","PE",20,0,null,null,0,""]
["Slutdisponering, slam - højteknologisk (slamtørring og -forbrænding), SRO","PE",10,0,null,null,0,""]
["Renseanlæg 39",null,null,null,null,null,"",""]
["Mindre renseanlæg",null,null,null,null,null,"",""]
["Mindre renseanlæg < 5.000 PE","PE",40,850,850,850,0,0]
["Renseanlæg >= 5.000 PE, Vandbehandling",null,null,null,null,null,"",""]
["Indløb med riste, Konstruktioner","PE",60,0,null,null,0,""]
["Indløb med riste, Mek/EL","PE",20,0,null,null,0,""]
["Indløb med riste, SRO","PE",10,0,null,null,0,""]
["Sand- og fedtfang, Kontruktioner","PE",60,0,null,null,0,""]
["Sand- og fedtfang, Mek/EL","PE",20,0,null,null,0,""]
["Sand- og fedtfang, SRO","PE",10,0,null,null,0,""]
["Forklaring, Konstruktioner","PE",60,0,null,null,0,""]
["Forklaring, Mek/EL","PE",20,0,null,null,0,""]
["Forklaring, SRO","PE",10,0,null,null,0,""]
["Beluftningstanke, Konstruktioner","PE",60,0,null,null,0,""]
["Beluftningstanke, Mek/EL","PE",20,0,null,null,0,""]
["Beluftningstanke, SRO","PE",10,0,null,null,0,""]
["Efterklaringstanke, Konstruktioner","PE",60,0,null,null,0,""]
["Efterklaringstanke, Mek/El","PE",20,0,null,null,0,""]
["Efterklaringstanke, SRO","PE",10,0,null,null,0,""]
["Efterbehandlingsanlæg (sandfilter), Konstruktioner","PE",60,0,null,null,0,""]
["Efterbehandlingsanlæg (sandfilter), Mek/EL","PE",20,0,null,null,0,""]
["Efterbehandlingsanlæg (sandfilter), SRO","PE",10,0,null,null,0,""]
["Renseanlæg >= 5.000 PE, Slambehandling",null,null,null,null,null,"",""]
["Forafvanding, slam, Konstruktion","PE",60,0,null,null,0,""]
["Forafvanding, slam, Mek/EL","PE",20,0,null,null,0,""]
["Forafvanding, slam, SRO","PE",10,0,null,null,0,""]
["Rådnetanke, slam, Konstruktioner","PE",60,0,null,null,0,""]
["Rådnetanke, slam, Mek/EL","PE",20,0,null,null,0,""]
["Rådnetanke, slam, SRO","PE",10,0,null,null,0,""]
["Gasdisponering, Konstruktioner","PE",60,0,null,null,0,""]
["Gasdisponering, Mek/EL","PE",20,0,null,null,0,""]
["Gasdisponering, SRO","PE",10,0,null,null,0,""]
["Gasdisponering - elproduktionsanlæg, Konstruktioner","PE",60,0,null,null,0,""]
["Gasdisponering - elproduktionsanlæg, Mek/EL","PE",20,0,null,null,0,""]
["Gasdisponering - elproduktionsanlæg, SRO","PE",10,0,null,null,0,""]
["Gasrensning - Aktivt kulfilter","m3/t",15,0,null,null,0,""]
["Gasrensning - Biologisk skrubber","m3/t",15,0,null,null,0,""]
["Opgraderingsanlæg - Membran","m3/t",15,0,null,null,0,""]
["Varmeproduktionsanlæg","m3/t",15,0,null,null,0,""]
["Slutafvanding, slam - lavteknologisk (slambede), Konstruktioner","PE",60,0,null,null,0,""]
["Slutafvanding, slam - lavteknologisk (slambede), Mek/EL","PE",20,0,null,null,0,""]
["Slutafvanding, slam - lavteknologisk (slambede), SRO","PE",10,0,null,null,0,""]
["Slutafvanding, slam - højteknologisk (centrifuger), Konstruktioner","PE",60,0,null,null,0,""]
["Slutafvanding, slam - højteknologisk (centrifuger), Mek/El","PE",20,0,null,null,0,""]
["Slutafvanding, slam - højteknologisk (centrifuger), SRO","PE",10,0,null,null,0,""]
["Renseanlæg >= 5.000 PE, Slamdisponering",null,null,null,null,null,"",""]
["Slutdisponering, slam - lavteknologisk (slammineralisering), Konstruktioner","PE",60,0,null,null,0,""]
["Slutdisponering, slam - lavteknologisk (slammineralisering), Mek/EL","PE",20,0,null,null,0,""]
["Slutdisponering, slam - lavteknologisk (slammineralisering), SRO","PE",10,0,null,null,0,""]
["Slutdisponering, slam - højteknologisk (slamtørring), Konstruktioner","PE",60,0,null,null,0,""]
["Slutdisponering, slam - højteknologisk (slamtørring), Mek/EL","PE",20,0,null,null,0,""]
["Slutdisponering, slam - højteknologisk (slamtørring), SRO","PE",10,0,null,null,0,""]
["Slutdisponering, slam - højteknologisk (slamtørring og -forbrænding), Konstruktioner","PE",60,0,null,null,{"$f":"IF(D1155=\"\",IF(E1155>0,\"Ny data\",IF(E1155=\"\",\"\",0)),IF(D1155=0,IF(E1155=0,0,\"Ny data\"),(E1155-D1155)/D1155))","v":0},{"$f":"IF(E1155=\"\",IF(F1155>0,\"Ny data\",IF(F1155=\"\",\"\",0)),IF(E1155=0,IF(F1155=0,0,\"Ny data\"),(F1155-E1155)/E1155))","v":""}]
["Slutdisponering, slam - højteknologisk (slamtørring og -forbrænding), Mek/EL","PE",20,0,null,null,0,""]
["Slutdisponering, slam - højteknologisk (slamtørring og -forbrænding), SRO","PE",10,0,null,null,0,""]
["Renseanlæg 40",null,null,null,null,null,"",""]
["Mindre renseanlæg",null,null,null,null,null,"",""]
["Mindre renseanlæg < 5.000 PE","PE",40,200,200,200,0,0]
["Renseanlæg >= 5.000 PE, Vandbehandling",null,null,null,null,null,"",""]
["Indløb med riste, Konstruktioner","PE",60,0,null,null,0,""]
["Indløb med riste, Mek/EL","PE",20,0,null,null,0,""]
["Indløb med riste, SRO","PE",10,0,null,null,0,""]
["Sand- og fedtfang, Kontruktioner","PE",60,0,null,null,0,""]
["Sand- og fedtfang, Mek/EL","PE",20,0,null,null,0,""]
["Sand- og fedtfang, SRO","PE",10,0,null,null,0,""]
["Forklaring, Konstruktioner","PE",60,0,null,null,0,""]
["Forklaring, Mek/EL","PE",20,0,null,null,0,""]
["Forklaring, SRO","PE",10,0,null,null,0,""]
["Beluftningstanke, Konstruktioner","PE",60,0,null,null,0,""]
["Beluftningstanke, Mek/EL","PE",20,0,null,null,0,""]
["Beluftningstanke, SRO","PE",10,0,null,null,0,""]
["Efterklaringstanke, Konstruktioner","PE",60,0,null,null,0,""]
["Efterklaringstanke, Mek/El","PE",20,0,null,null,0,""]
["Efterklaringstanke, SRO","PE",10,0,null,null,0,""]
["Efterbehandlingsanlæg (sandfilter), Konstruktioner","PE",60,0,null,null,0,""]
["Efterbehandlingsanlæg (sandfilter), Mek/EL","PE",20,0,null,null,0,""]
["Efterbehandlingsanlæg (sandfilter), SRO","PE",10,0,null,null,0,""]
["Renseanlæg >= 5.000 PE, Slambehandling",null,null,null,null,null,"",""]
["Forafvanding, slam, Konstruktion","PE",60,0,null,null,0,""]
["Forafvanding, slam, Mek/EL","PE",20,0,null,null,0,""]
["Forafvanding, slam, SRO","PE",10,0,null,null,0,""]
["Rådnetanke, slam, Konstruktioner","PE",60,0,null,null,0,""]
["Rådnetanke, slam, Mek/EL","PE",20,0,null,null,0,""]
["Rådnetanke, slam, SRO","PE",10,0,null,null,0,""]
["Gasdisponering, Konstruktioner","PE",60,0,null,null,0,""]
["Gasdisponering, Mek/EL","PE",20,0,null,null,0,""]
["Gasdisponering, SRO","PE",10,0,null,null,0,""]
["Gasdisponering - elproduktionsanlæg, Konstruktioner","PE",60,0,null,null,0,""]
["Gasdisponering - elproduktionsanlæg, Mek/EL","PE",20,0,null,null,0,""]
["Gasdisponering - elproduktionsanlæg, SRO","PE",10,0,null,null,0,""]
["Gasrensning - Aktivt kulfilter","m3/t",15,0,null,null,0,""]
["Gasrensning - Biologisk skrubber","m3/t",15,0,null,null,0,""]
["Opgraderingsanlæg - Membran","m3/t",15,0,null,null,0,""]
["Varmeproduktionsanlæg","m3/t",15,0,null,null,0,""]
["Slutafvanding, slam - lavteknologisk (slambede), Konstruktioner","PE",60,0,null,null,0,""]
["Slutafvanding, slam - lavteknologisk (slambede), Mek/EL","PE",20,0,null,null,0,""]
["Slutafvanding, slam - lavteknologisk (slambede), SRO","PE",10,0,null,null,0,""]
["Slutafvanding, slam - højteknologisk (centrifuger), Konstruktioner","PE",60,0,null,null,0,""]
["Slutafvanding, slam - højteknologisk (centrifuger), Mek/El","PE",20,0,null,null,0,""]
["Slutafvanding, slam - højteknologisk (centrifuger), SRO","PE",10,0,null,null,0,""]
["Renseanlæg >= 5.000 PE, Slamdisponering",null,null,null,null,null,"",""]
["Slutdisponering, slam - lavteknologisk (slammineralisering), Konstruktioner","PE",60,0,null,null,0,""]
["Slutdisponering, slam - lavteknologisk (slammineralisering), Mek/EL","PE",20,0,null,null,0,""]
["Slutdisponering, slam - lavteknologisk (slammineralisering), SRO","PE",10,0,null,null,0,""]
["Slutdisponering, slam - højteknologisk (slamtørring), Konstruktioner","PE",60,0,null,null,0,""]
["Slutdisponering, slam - højteknologisk (slamtørring), Mek/EL","PE",20,0,null,null,0,""]
["Slutdisponering, slam - højteknologisk (slamtørring), SRO","PE",10,0,null,null,0,""]
["Slutdisponering, slam - højteknologisk (slamtørring og -forbrænding), Konstruktioner","PE",60,0,null,null,0,""]
["Slutdisponering, slam - højteknologisk (slamtørring og -forbrænding), Mek/EL","PE",20,0,null,null,0,""]
["Slutdisponering, slam - højteknologisk (slamtørring og -forbrænding), SRO","PE",10,0,null,null,0,""]
["Renseanlæg 41",null,null,null,null,null,"",""]
["Mindre renseanlæg",null,null,null,null,null,"",""]
["Mindre renseanlæg < 5.000 PE","PE",40,560,560,560,0,0]
["Renseanlæg >= 5.000 PE, Vandbehandling",null,null,null,null,null,"",""]
["Indløb med riste, Konstruktioner","PE",60,0,null,null,0,""]
["Indløb med riste, Mek/EL","PE",20,0,null,null,0,""]
["Indløb med riste, SRO","PE",10,0,null,null,{"$f":"IF(D1219=\"\",IF(E1219>0,\"Ny data\",IF(E1219=\"\",\"\",0)),IF(D1219=0,IF(E1219=0,0,\"Ny data\"),(E1219-D1219)/D1219))","v":0},{"$f":"IF(E1219=\"\",IF(F1219>0,\"Ny data\",IF(F1219=\"\",\"\",0)),IF(E1219=0,IF(F1219=0,0,\"Ny data\"),(F1219-E1219)/E1219))","v":""}]
["Sand- og fedtfang, Kontruktioner","PE",60,0,null,null,0,""]
["Sand- og fedtfang, Mek/EL","PE",20,0,null,null,0,""]
["Sand- og fedtfang, SRO","PE",10,0,null,null,0,""]
["Forklaring, Konstruktioner","PE",60,0,null,null,0,""]
["Forklaring, Mek/EL","PE",20,0,null,null,0,""]
["Forklaring, SRO","PE",10,0,null,null,0,""]
["Beluftningstanke, Konstruktioner","PE",60,0,null,null,0,""]
["Beluftningstanke, Mek/EL","PE",20,0,null,null,0,""]
["Beluftningstanke, SRO","PE",10,0,null,null,0,""]
["Efterklaringstanke, Konstruktioner","PE",60,0,null,null,0,""]
["Efterklaringstanke, Mek/El","PE",20,0,null,null,0,""]
["Efterklaringstanke, SRO","PE",10,0,null,null,0,""]
["Efterbehandlingsanlæg (sandfilter), Konstruktioner","PE",60,0,null,null,0,""]
["Efterbehandlingsanlæg (sandfilter), Mek/EL","PE",20,0,null,null,0,""]
["Efterbehandlingsanlæg (sandfilter), SRO","PE",10,0,null,null,0,""]
["Renseanlæg >= 5.000 PE, Slambehandling",null,null,null,null,null,"",""]
["Forafvanding, slam, Konstruktion","PE",60,0,null,null,0,""]
["Forafvanding, slam, Mek/EL","PE",20,0,null,null,0,""]
["Forafvanding, slam, SRO","PE",10,0,null,null,0,""]
["Rådnetanke, slam, Konstruktioner","PE",60,0,null,null,0,""]
["Rådnetanke, slam, Mek/EL","PE",20,0,null,null,0,""]
["Rådnetanke, slam, SRO","PE",10,0,null,null,0,""]
["Gasdisponering, Konstruktioner","PE",60,0,null,null,0,""]
["Gasdisponering, Mek/EL","PE",20,0,null,null,0,""]
["Gasdisponering, SRO","PE",10,0,null,null,0,""]
["Gasdisponering - elproduktionsanlæg, Konstruktioner","PE",60,0,null,null,0,""]
["Gasdisponering - elproduktionsanlæg, Mek/EL","PE",20,0,null,null,0,""]
["Gasdisponering - elproduktionsanlæg, SRO","PE",10,0,null,null,0,""]
["Gasrensning - Aktivt kulfilter","m3/t",15,0,null,null,0,""]
["Gasrensning - Biologisk skrubber","m3/t",15,0,null,null,0,""]
["Opgraderingsanlæg - Membran","m3/t",15,0,null,null,0,""]
["Varmeproduktionsanlæg","m3/t",15,0,null,null,0,""]
["Slutafvanding, slam - lavteknologisk (slambede), Konstruktioner","PE",60,0,null,null,0,""]
["Slutafvanding, slam - lavteknologisk (slambede), Mek/EL","PE",20,0,null,null,0,""]
["Slutafvanding, slam - lavteknologisk (slambede), SRO","PE",10,0,null,null,0,""]
["Slutafvanding, slam - højteknologisk (centrifuger), Konstruktioner","PE",60,0,null,null,0,""]
["Slutafvanding, slam - højteknologisk (centrifuger), Mek/El","PE",20,0,null,null,0,""]
["Slutafvanding, slam - højteknologisk (centrifuger), SRO","PE",10,0,null,null,0,""]
["Renseanlæg >= 5.000 PE, Slamdisponering",null,null,null,null,null,"",""]
["Slutdisponering, slam - lavteknologisk (slammineralisering), Konstruktioner","PE",60,0,null,null,0,""]
["Slutdisponering, slam - lavteknologisk (slammineralisering), Mek/EL","PE",20,0,null,null,0,""]
["Slutdisponering, slam - lavteknologisk (slammineralisering), SRO","PE",10,0,null,null,0,""]
["Slutdisponering, slam - højteknologisk (slamtørring), Konstruktioner","PE",60,0,null,null,0,""]
["Slutdisponering, slam - højteknologisk (slamtørring), Mek/EL","PE",20,0,null,null,0,""]
["Slutdisponering, slam - højteknologisk (slamtørring), SRO","PE",10,0,null,null,0,""]
["Slutdisponering, slam - højteknologisk (slamtørring og -forbrænding), Konstruktioner","PE",60,0,null,null,0,""]
["Slutdisponering, slam - højteknologisk (slamtørring og -forbrænding), Mek/EL","PE",20,0,null,null,0,""]
["Slutdisponering, slam - højteknologisk (slamtørring og -forbrænding), SRO","PE",10,0,null,null,0,""]
["Renseanlæg 42",null,null,null,null,null,"",""]
["Mindre renseanlæg",null,null,null,null,null,"",""]
["Mindre renseanlæg < 5.000 PE","PE",40,450,450,450,0,0]
["Renseanlæg >= 5.000 PE, Vandbehandling",null,null,null,null,null,"",""]
["Indløb med riste, Konstruktioner","PE",60,0,null,null,0,""]
["Indløb med riste, Mek/EL","PE",20,0,null,null,0,""]
["Indløb med riste, SRO","PE",10,0,null,null,0,""]
["Sand- og fedtfang, Kontruktioner","PE",60,0,null,null,0,""]
["Sand- og fedtfang, Mek/EL","PE",20,0,null,null,0,""]
["Sand- og fedtfang, SRO","PE",10,0,null,null,0,""]
["Forklaring, Konstruktioner","PE",60,0,null,null,0,""]
["Forklaring, Mek/EL","PE",20,0,null,null,0,""]
["Forklaring, SRO","PE",10,0,null,null,0,""]
["Beluftningstanke, Konstruktioner","PE",60,0,null,null,0,""]
["Beluftningstanke, Mek/EL","PE",20,0,null,null,0,""]
["Beluftningstanke, SRO","PE",10,0,null,null,{"$f":"IF(D1283=\"\",IF(E1283>0,\"Ny data\",IF(E1283=\"\",\"\",0)),IF(D1283=0,IF(E1283=0,0,\"Ny data\"),(E1283-D1283)/D1283))","v":0},{"$f":"IF(E1283=\"\",IF(F1283>0,\"Ny data\",IF(F1283=\"\",\"\",0)),IF(E1283=0,IF(F1283=0,0,\"Ny data\"),(F1283-E1283)/E1283))","v":""}]
["Efterklaringstanke, Konstruktioner","PE",60,0,null,null,0,""]
["Efterklaringstanke, Mek/El","PE",20,0,null,null,0,""]
["Efterklaringstanke, SRO","PE",10,0,null,null,0,""]
["Efterbehandlingsanlæg (sandfilter), Konstruktioner","PE",60,0,null,null,0,""]
["Efterbehandlingsanlæg (sandfilter), Mek/EL","PE",20,0,null,null,0,""]
["Efterbehandlingsanlæg (sandfilter), SRO","PE",10,0,null,null,0,""]
["Renseanlæg >= 5.000 PE, Slambehandling",null,null,null,null,null,"",""]
["Forafvanding, slam, Konstruktion","PE",60,0,null,null,0,""]
["Forafvanding, slam, Mek/EL","PE",20,0,null,null,0,""]
["Forafvanding, slam, SRO","PE",10,0,null,null,0,""]
["Rådnetanke, slam, Konstruktioner","PE",60,0,null,null,0,""]
["Rådnetanke, slam, Mek/EL","PE",20,0,null,null,0,""]
["Rådnetanke, slam, SRO","PE",10,0,null,null,0,""]
["Gasdisponering, Konstruktioner","PE",60,0,null,null,0,""]
["Gasdisponering, Mek/EL","PE",20,0,null,null,0,""]
["Gasdisponering, SRO","PE",10,0,null,null,0,""]
["Gasdisponering - elproduktionsanlæg, Konstruktioner","PE",60,0,null,null,0,""]
["Gasdisponering - elproduktionsanlæg, Mek/EL","PE",20,0,null,null,0,""]
["Gasdisponering - elproduktionsanlæg, SRO","PE",10,0,null,null,0,""]
["Gasrensning - Aktivt kulfilter","m3/t",15,0,null,null,0,""]
["Gasrensning - Biologisk skrubber","m3/t",15,0,null,null,0,""]
["Opgraderingsanlæg - Membran","m3/t",15,0,null,null,0,""]
["Varmeproduktionsanlæg","m3/t",15,0,null,null,0,""]
["Slutafvanding, slam - lavteknologisk (slambede), Konstruktioner","PE",60,0,null,null,0,""]
["Slutafvanding, slam - lavteknologisk (slambede), Mek/EL","PE",20,0,null,null,0,""]
["Slutafvanding, slam - lavteknologisk (slambede), SRO","PE",10,0,null,null,0,""]
["Slutafvanding, slam - højteknologisk (centrifuger), Konstruktioner","PE",60,0,null,null,0,""]
["Slutafvanding, slam - højteknologisk (centrifuger), Mek/El","PE",20,0,null,null,0,""]
["Slutafvanding, slam - højteknologisk (centrifuger), SRO","PE",10,0,null,null,0,""]
["Renseanlæg >= 5.000 PE, Slamdisponering",null,null,null,null,null,"",""]
["Slutdisponering, slam - lavteknologisk (slammineralisering), Konstruktioner","PE",60,0,null,null,0,""]
["Slutdisponering, slam - lavteknologisk (slammineralisering), Mek/EL","PE",20,0,null,null,0,""]
["Slutdisponering, slam - lavteknologisk (slammineralisering), SRO","PE",10,0,null,null,0,""]
["Slutdisponering, slam - højteknologisk (slamtørring), Konstruktioner","PE",60,0,null,null,0,""]
["Slutdisponering, slam - højteknologisk (slamtørring), Mek/EL","PE",20,0,null,null,0,""]
["Slutdisponering, slam - højteknologisk (slamtørring), SRO","PE",10,0,null,null,0,""]
["Slutdisponering, slam - højteknologisk (slamtørring og -forbrænding), Konstruktioner","PE",60,0,null,null,0,""]
["Slutdisponering, slam - højteknologisk (slamtørring og -forbrænding), Mek/EL","PE",20,0,null,null,0,""]
["Slutdisponering, slam - højteknologisk (slamtørring og -forbrænding), SRO","PE",10,0,null,null,0,""]
["Renseanlæg 43",null,null,null,null,null,"",""]
["Mindre renseanlæg",null,null,null,null,null,"",""]
["Mindre renseanlæg < 5.000 PE","PE",40,45,45,45,0,0]
["Renseanlæg >= 5.000 PE, Vandbehandling",null,null,null,null,null,"",""]
["Indløb med riste, Konstruktioner","PE",60,0,null,null,0,""]
["Indløb med riste, Mek/EL","PE",20,0,null,null,0,""]
["Indløb med riste, SRO","PE",10,0,null,null,0,""]
["Sand- og fedtfang, Kontruktioner","PE",60,0,null,null,0,""]
["Sand- og fedtfang, Mek/EL","PE",20,0,null,null,0,""]
["Sand- og fedtfang, SRO","PE",10,0,null,null,0,""]
["Forklaring, Konstruktioner","PE",60,0,null,null,0,""]
["Forklaring, Mek/EL","PE",20,0,null,null,0,""]
["Forklaring, SRO","PE",10,0,null,null,0,""]
["Beluftningstanke, Konstruktioner","PE",60,0,null,null,0,""]
["Beluftningstanke, Mek/EL","PE",20,0,null,null,0,""]
["Beluftningstanke, SRO","PE",10,0,null,null,0,""]
["Efterklaringstanke, Konstruktioner","PE",60,0,null,null,0,""]
["Efterklaringstanke, Mek/El","PE",20,0,null,null,0,""]
["Efterklaringstanke, SRO","PE",10,0,null,null,0,""]
["Efterbehandlingsanlæg (sandfilter), Konstruktioner","PE",60,0,null,null,0,""]
["Efterbehandlingsanlæg (sandfilter), Mek/EL","PE",20,0,null,null,0,""]
["Efterbehandlingsanlæg (sandfilter), SRO","PE",10,0,null,null,0,""]
["Renseanlæg >= 5.000 PE, Slambehandling",null,null,null,null,null,"",""]
["Forafvanding, slam, Konstruktion","PE",60,0,null,null,0,""]
["Forafvanding, slam, Mek/EL","PE",20,0,null,null,{"$f":"IF(D1347=\"\",IF(E1347>0,\"Ny data\",IF(E1347=\"\",\"\",0)),IF(D1347=0,IF(E1347=0,0,\"Ny data\"),(E1347-D1347)/D1347))","v":0},{"$f":"IF(E1347=\"\",IF(F1347>0,\"Ny data\",IF(F1347=\"\",\"\",0)),IF(E1347=0,IF(F1347=0,0,\"Ny data\"),(F1347-E1347)/E1347))","v":""}]
["Forafvanding, slam, SRO","PE",10,0,null,null,0,""]
["Rådnetanke, slam, Konstruktioner","PE",60,0,null,null,0,""]
["Rådnetanke, slam, Mek/EL","PE",20,0,null,null,0,""]
["Rådnetanke, slam, SRO","PE",10,0,null,null,0,""]
["Gasdisponering, Konstruktioner","PE",60,0,null,null,0,""]
["Gasdisponering, Mek/EL","PE",20,0,null,null,0,""]
["Gasdisponering, SRO","PE",10,0,null,null,0,""]
["Gasdisponering - elproduktionsanlæg, Konstruktioner","PE",60,0,null,null,0,""]
["Gasdisponering - elproduktionsanlæg, Mek/EL","PE",20,0,null,null,0,""]
["Gasdisponering - elproduktionsanlæg, SRO","PE",10,0,null,null,0,""]
["Gasrensning - Aktivt kulfilter","m3/t",15,0,null,null,0,""]
["Gasrensning - Biologisk skrubber","m3/t",15,0,null,null,0,""]
["Opgraderingsanlæg - Membran","m3/t",15,0,null,null,0,""]
["Varmeproduktionsanlæg","m3/t",15,0,null,null,0,""]
["Slutafvanding, slam - lavteknologisk (slambede), Konstruktioner","PE",60,0,null,null,0,""]
["Slutafvanding, slam - lavteknologisk (slambede), Mek/EL","PE",20,0,null,null,0,""]
["Slutafvanding, slam - lavteknologisk (slambede), SRO","PE",10,0,null,null,0,""]
["Slutafvanding, slam - højteknologisk (centrifuger), Konstruktioner","PE",60,0,null,null,0,""]
["Slutafvanding, slam - højteknologisk (centrifuger), Mek/El","PE",20,0,null,null,0,""]
["Slutafvanding, slam - højteknologisk (centrifuger), SRO","PE",10,0,null,null,0,""]
["Renseanlæg >= 5.000 PE, Slamdisponering",null,null,null,null,null,"",""]
["Slutdisponering, slam - lavteknologisk (slammineralisering), Konstruktioner","PE",60,0,null,null,0,""]
["Slutdisponering, slam - lavteknologisk (slammineralisering), Mek/EL","PE",20,0,null,null,0,""]
["Slutdisponering, slam - lavteknologisk (slammineralisering), SRO","PE",10,0,null,null,0,""]
["Slutdisponering, slam - højteknologisk (slamtørring), Konstruktioner","PE",60,0,null,null,0,""]
["Slutdisponering, slam - højteknologisk (slamtørring), Mek/EL","PE",20,0,null,null,0,""]
["Slutdisponering, slam - højteknologisk (slamtørring), SRO","PE",10,0,null,null,0,""]
["Slutdisponering, slam - højteknologisk (slamtørring og -forbrænding), Konstruktioner","PE",60,0,null,null,0,""]
["Slutdisponering, slam - højteknologisk (slamtørring og -forbrænding), Mek/EL","PE",20,0,null,null,0,""]
["Slutdisponering, slam - højteknologisk (slamtørring og -forbrænding), SRO","PE",10,0,null,null,0,""]
["Renseanlæg 44",null,null,null,null,null,"",""]
["Mindre renseanlæg",null,null,null,null,null,"",""]
["Mindre renseanlæg < 5.000 PE","PE",40,319,319,319,0,0]
["Renseanlæg >= 5.000 PE, Vandbehandling",null,null,null,null,null,"",""]
["Indløb med riste, Konstruktioner","PE",60,0,null,null,0,""]
["Indløb med riste, Mek/EL","PE",20,0,null,null,0,""]
["Indløb med riste, SRO","PE",10,0,null,null,0,""]
["Sand- og fedtfang, Kontruktioner","PE",60,0,null,null,0,""]
["Sand- og fedtfang, Mek/EL","PE",20,0,null,null,0,""]
["Sand- og fedtfang, SRO","PE",10,0,null,null,0,""]
["Forklaring, Konstruktioner","PE",60,0,null,null,0,""]
["Forklaring, Mek/EL","PE",20,0,null,null,0,""]
["Forklaring, SRO","PE",10,0,null,null,0,""]
["Beluftningstanke, Konstruktioner","PE",60,0,null,null,0,""]
["Beluftningstanke, Mek/EL","PE",20,0,null,null,0,""]
["Beluftningstanke, SRO","PE",10,0,null,null,0,""]
["Efterklaringstanke, Konstruktioner","PE",60,0,null,null,0,""]
["Efterklaringstanke, Mek/El","PE",20,0,null,null,0,""]
["Efterklaringstanke, SRO","PE",10,0,null,null,0,""]
["Efterbehandlingsanlæg (sandfilter), Konstruktioner","PE",60,0,null,null,0,""]
["Efterbehandlingsanlæg (sandfilter), Mek/EL","PE",20,0,null,null,0,""]
["Efterbehandlingsanlæg (sandfilter), SRO","PE",10,0,null,null,0,""]
["Renseanlæg >= 5.000 PE, Slambehandling",null,null,null,null,null,"",""]
["Forafvanding, slam, Konstruktion","PE",60,0,null,null,0,""]
["Forafvanding, slam, Mek/EL","PE",20,0,null,null,0,""]
["Forafvanding, slam, SRO","PE",10,0,null,null,0,""]
["Rådnetanke, slam, Konstruktioner","PE",60,0,null,null,0,""]
["Rådnetanke, slam, Mek/EL","PE",20,0,null,null,0,""]
["Rådnetanke, slam, SRO","PE",10,0,null,null,0,""]
["Gasdisponering, Konstruktioner","PE",60,0,null,null,0,""]
["Gasdisponering, Mek/EL","PE",20,0,null,null,0,""]
["Gasdisponering, SRO","PE",10,0,null,null,0,""]
["Gasdisponering - elproduktionsanlæg, Konstruktioner","PE",60,0,null,null,0,""]
["Gasdisponering - elproduktionsanlæg, Mek/EL","PE",20,0,null,null,{"$f":"IF(D1411=\"\",IF(E1411>0,\"Ny data\",IF(E1411=\"\",\"\",0)),IF(D1411=0,IF(E1411=0,0,\"Ny data\"),(E1411-D1411)/D1411))","v":0},{"$f":"IF(E1411=\"\",IF(F1411>0,\"Ny data\",IF(F1411=\"\",\"\",0)),IF(E1411=0,IF(F1411=0,0,\"Ny data\"),(F1411-E1411)/E1411))","v":""}]
["Gasdisponering - elproduktionsanlæg, SRO","PE",10,0,null,null,0,""]
["Gasrensning - Aktivt kulfilter","m3/t",15,0,null,null,0,""]
["Gasrensning - Biologisk skrubber","m3/t",15,0,null,null,0,""]
["Opgraderingsanlæg - Membran","m3/t",15,0,null,null,0,""]
["Varmeproduktionsanlæg","m3/t",15,0,null,null,0,""]
["Slutafvanding, slam - lavteknologisk (slambede), Konstruktioner","PE",60,0,null,null,0,""]
["Slutafvanding, slam - lavteknologisk (slambede), Mek/EL","PE",20,0,null,null,0,""]
["Slutafvanding, slam - lavteknologisk (slambede), SRO","PE",10,0,null,null,0,""]
["Slutafvanding, slam - højteknologisk (centrifuger), Konstruktioner","PE",60,0,null,null,0,""]
["Slutafvanding, slam - højteknologisk (centrifuger), Mek/El","PE",20,0,null,null,0,""]
["Slutafvanding, slam - højteknologisk (centrifuger), SRO","PE",10,0,null,null,0,""]
["Renseanlæg >= 5.000 PE, Slamdisponering",null,null,null,null,null,"",""]
["Slutdisponering, slam - lavteknologisk (slammineralisering), Konstruktioner","PE",60,0,null,null,0,""]
["Slutdisponering, slam - lavteknologisk (slammineralisering), Mek/EL","PE",20,0,null,null,0,""]
["Slutdisponering, slam - lavteknologisk (slammineralisering), SRO","PE",10,0,null,null,0,""]
["Slutdisponering, slam - højteknologisk (slamtørring), Konstruktioner","PE",60,0,null,null,0,""]
["Slutdisponering, slam - højteknologisk (slamtørring), Mek/EL","PE",20,0,null,null,0,""]
["Slutdisponering, slam - højteknologisk (slamtørring), SRO","PE",10,0,null,null,0,""]
["Slutdisponering, slam - højteknologisk (slamtørring og -forbrænding), Konstruktioner","PE",60,0,null,null,0,""]
["Slutdisponering, slam - højteknologisk (slamtørring og -forbrænding), Mek/EL","PE",20,0,null,null,0,""]
["Slutdisponering, slam - højteknologisk (slamtørring og -forbrænding), SRO","PE",10,0,null,null,0,""]
["Renseanlæg 49",null,null,null,null,null,"",""]
["Mindre renseanlæg",null,null,null,null,null,"",""]
["Mindre renseanlæg < 5.000 PE","PE",40,20,20,20,0,0]
["Renseanlæg >= 5.000 PE, Vandbehandling",null,null,null,null,null,"",""]
["Indløb med riste, Konstruktioner","PE",60,0,null,null,0,""]
["Indløb med riste, Mek/EL","PE",20,0,null,null,0,""]
["Indløb med riste, SRO","PE",10,0,null,null,0,""]
["Sand- og fedtfang, Kontruktioner","PE",60,0,null,null,0,""]
["Sand- og fedtfang, Mek/EL","PE",20,0,null,null,0,""]
["Sand- og fedtfang, SRO","PE",10,0,null,null,0,""]
["Forklaring, Konstruktioner","PE",60,0,null,null,0,""]
["Forklaring, Mek/EL","PE",20,0,null,null,0,""]
["Forklaring, SRO","PE",10,0,null,null,0,""]
["Beluftningstanke, Konstruktioner","PE",60,0,null,null,0,""]
["Beluftningstanke, Mek/EL","PE",20,0,null,null,0,""]
["Beluftningstanke, SRO","PE",10,0,null,null,0,""]
["Efterklaringstanke, Konstruktioner","PE",60,0,null,null,0,""]
["Efterklaringstanke, Mek/El","PE",20,0,null,null,0,""]
["Efterklaringstanke, SRO","PE",10,0,null,null,0,""]
["Efterbehandlingsanlæg (sandfilter), Konstruktioner","PE",60,0,null,null,0,""]
["Efterbehandlingsanlæg (sandfilter), Mek/EL","PE",20,0,null,null,0,""]
["Efterbehandlingsanlæg (sandfilter), SRO","PE",10,0,null,null,0,""]
["Renseanlæg >= 5.000 PE, Slambehandling",null,null,null,null,null,"",""]
["Forafvanding, slam, Konstruktion","PE",60,0,null,null,0,""]
["Forafvanding, slam, Mek/EL","PE",20,0,null,null,0,""]
["Forafvanding, slam, SRO","PE",10,0,null,null,0,""]
["Rådnetanke, slam, Konstruktioner","PE",60,0,null,null,0,""]
["Rådnetanke, slam, Mek/EL","PE",20,0,null,null,0,""]
["Rådnetanke, slam, SRO","PE",10,0,null,null,0,""]
["Gasdisponering, Konstruktioner","PE",60,0,null,null,0,""]
["Gasdisponering, Mek/EL","PE",20,0,null,null,0,""]
["Gasdisponering, SRO","PE",10,0,null,null,0,""]
["Gasdisponering - elproduktionsanlæg, Konstruktioner","PE",60,0,null,null,0,""]
["Gasdisponering - elproduktionsanlæg, Mek/EL","PE",20,0,null,null,0,""]
["Gasdisponering - elproduktionsanlæg, SRO","PE",10,0,null,null,0,""]
["Gasrensning - Aktivt kulfilter","m3/t",15,0,null,null,0,""]
["Gasrensning - Biologisk skrubber","m3/t",15,0,null,null,0,""]
["Opgraderingsanlæg - Membran","m3/t",15,0,null,null,0,""]
["Varmeproduktionsanlæg","m3/t",15,0,null,null,0,""]
["Slutafvanding, slam - lavteknologisk (slambede), Konstruktioner","PE",60,0,null,null,0,""]
["Slutafvanding, slam - lavteknologisk (slambede), Mek/EL","PE",20,0,null,null,0,""]
["Slutafvanding, slam - lavteknologisk (slambede), SRO","PE",10,0,null,null,0,""]
["Slutafvanding, slam - højteknologisk (centrifuger), Konstruktioner","PE",60,0,null,null,{"$f":"IF(D1475=\"\",IF(E1475>0,\"Ny data\",IF(E1475=\"\",\"\",0)),IF(D1475=0,IF(E1475=0,0,\"Ny data\"),(E1475-D1475)/D1475))","v":0},{"$f":"IF(E1475=\"\",IF(F1475>0,\"Ny data\",IF(F1475=\"\",\"\",0)),IF(E1475=0,IF(F1475=0,0,\"Ny data\"),(F1475-E1475)/E1475))","v":""}]
["Slutafvanding, slam - højteknologisk (centrifuger), Mek/El","PE",20,0,null,null,0,""]
["Slutafvanding, slam - højteknologisk (centrifuger), SRO","PE",10,0,null,null,0,""]
["Renseanlæg >= 5.000 PE, Slamdisponering",null,null,null,null,null,"",""]
["Slutdisponering, slam - lavteknologisk (slammineralisering), Konstruktioner","PE",60,0,null,null,0,""]
["Slutdisponering, slam - lavteknologisk (slammineralisering), Mek/EL","PE",20,0,null,null,0,""]
["Slutdisponering, slam - lavteknologisk (slammineralisering), SRO","PE",10,0,null,null,0,""]
["Slutdisponering, slam - højteknologisk (slamtørring), Konstruktioner","PE",60,0,null,null,0,""]
["Slutdisponering, slam - højteknologisk (slamtørring), Mek/EL","PE",20,0,null,null,0,""]
["Slutdisponering, slam - højteknologisk (slamtørring), SRO","PE",10,0,null,null,0,""]
["Slutdisponering, slam - højteknologisk (slamtørring og -forbrænding), Konstruktioner","PE",60,0,null,null,0,""]
["Slutdisponering, slam - højteknologisk (slamtørring og -forbrænding), Mek/EL","PE",20,0,null,null,0,""]
["Slutdisponering, slam - højteknologisk (slamtørring og -forbrænding), SRO","PE",10,0,null,null,0,""]
["Renseanlæg 57",null,null,null,null,null,"",""]
["Mindre renseanlæg",null,null,null,null,null,"",""]
["Mindre renseanlæg < 5.000 PE","PE",40,65,65,65,0,0]
["Renseanlæg >= 5.000 PE, Vandbehandling",null,null,null,null,null,"",""]
["Indløb med riste, Konstruktioner","PE",60,0,null,null,0,""]
["Indløb med riste, Mek/EL","PE",20,0,null,null,0,""]
["Indløb med riste, SRO","PE",10,0,null,null,0,""]
["Sand- og fedtfang, Kontruktioner","PE",60,0,null,null,0,""]
["Sand- og fedtfang, Mek/EL","PE",20,0,null,null,0,""]
["Sand- og fedtfang, SRO","PE",10,0,null,null,0,""]
["Forklaring, Konstruktioner","PE",60,0,null,null,0,""]
["Forklaring, Mek/EL","PE",20,0,null,null,0,""]
["Forklaring, SRO","PE",10,0,null,null,0,""]
["Beluftningstanke, Konstruktioner","PE",60,0,null,null,0,""]
["Beluftningstanke, Mek/EL","PE",20,0,null,null,0,""]
["Beluftningstanke, SRO","PE",10,0,null,null,0,""]
["Efterklaringstanke, Konstruktioner","PE",60,0,null,null,0,""]
["Efterklaringstanke, Mek/El","PE",20,0,null,null,0,""]
["Efterklaringstanke, SRO","PE",10,0,null,null,0,""]
["Efterbehandlingsanlæg (sandfilter), Konstruktioner","PE",60,0,null,null,0,""]
["Efterbehandlingsanlæg (sandfilter), Mek/EL","PE",20,0,null,null,0,""]
["Efterbehandlingsanlæg (sandfilter), SRO","PE",10,0,null,null,0,""]
["Renseanlæg >= 5.000 PE, Slambehandling",null,null,null,null,null,"",""]
["Forafvanding, slam, Konstruktion","PE",60,0,null,null,0,""]
["Forafvanding, slam, Mek/EL","PE",20,0,null,null,0,""]
["Forafvanding, slam, SRO","PE",10,0,null,null,0,""]
["Rådnetanke, slam, Konstruktioner","PE",60,0,null,null,0,""]
["Rådnetanke, slam, Mek/EL","PE",20,0,null,null,0,""]
["Rådnetanke, slam, SRO","PE",10,0,null,null,0,""]
["Gasdisponering, Konstruktioner","PE",60,0,null,null,0,""]
["Gasdisponering, Mek/EL","PE",20,0,null,null,0,""]
["Gasdisponering, SRO","PE",10,0,null,null,0,""]
["Gasdisponering - elproduktionsanlæg, Konstruktioner","PE",60,0,null,null,0,""]
["Gasdisponering - elproduktionsanlæg, Mek/EL","PE",20,0,null,null,0,""]
["Gasdisponering - elproduktionsanlæg, SRO","PE",10,0,null,null,0,""]
["Gasrensning - Aktivt kulfilter","m3/t",15,0,null,null,0,""]
["Gasrensning - Biologisk skrubber","m3/t",15,0,null,null,0,""]
["Opgraderingsanlæg - Membran","m3/t",15,0,null,null,0,""]
["Varmeproduktionsanlæg","m3/t",15,0,null,null,0,""]
["Slutafvanding, slam - lavteknologisk (slambede), Konstruktioner","PE",60,0,null,null,0,""]
["Slutafvanding, slam - lavteknologisk (slambede), Mek/EL","PE",20,0,null,null,0,""]
["Slutafvanding, slam - lavteknologisk (slambede), SRO","PE",10,0,null,null,0,""]
["Slutafvanding, slam - højteknologisk (centrifuger), Konstruktioner","PE",60,0,null,null,0,""]
["Slutafvanding, slam - højteknologisk (centrifuger), Mek/El","PE",20,0,null,null,0,""]
["Slutafvanding, slam - højteknologisk (centrifuger), SRO","PE",10,0,null,null,0,""]
["Renseanlæg >= 5.000 PE, Slamdisponering",null,null,null,null,null,"",""]
["Slutdisponering, slam - lavteknologisk (slammineralisering), Konstruktioner","PE",60,0,null,null,0,""]
["Slutdisponering, slam - lavteknologisk (slammineralisering), Mek/EL","PE",20,0,null,null,0,""]
["Slutdisponering, slam - lavteknologisk (slammineralisering), SRO","PE",10,0,null,null,0,""]
["Slutdisponering, slam - højteknologisk (slamtørring), Konstruktioner","PE",60,0,null,null,0,""]
["Slutdisponering, slam - højteknologisk (slamtørring), Mek/EL","PE",20,0,null,null,0,""]
["Slutdisponering, slam - højteknologisk (slamtørring), SRO","PE",10,0,null,null,{"$f":"IF(D1539=\"\",IF(E1539>0,\"Ny data\",IF(E1539=\"\",\"\",0)),IF(D1539=0,IF(E1539=0,0,\"Ny data\"),(E1539-D1539)/D1539))","v":0},{"$f":"IF(E1539=\"\",IF(F1539>0,\"Ny data\",IF(F1539=\"\",\"\",0)),IF(E1539=0,IF(F1539=0,0,\"Ny data\"),(F1539-E1539)/E1539))","v":""}]
["Slutdisponering, slam - højteknologisk (slamtørring og -forbrænding), Konstruktioner","PE",60,0,null,null,0,""]
["Slutdisponering, slam - højteknologisk (slamtørring og -forbrænding), Mek/EL","PE",20,0,null,null,0,""]
["Slutdisponering, slam - højteknologisk (slamtørring og -forbrænding), SRO","PE",10,0,null,null,0,""]
["Renseanlæg 58",null,null,null,null,null,"",""]
["Mindre renseanlæg",null,null,null,null,null,"",""]
["Mindre renseanlæg < 5.000 PE","PE",40,35,35,35,0,0]
["Renseanlæg >= 5.000 PE, Vandbehandling",null,null,null,null,null,"",""]
["Indløb med riste, Konstruktioner","PE",60,0,null,null,0,""]
["Indløb med riste, Mek/EL","PE",20,0,null,null,0,""]
["Indløb med riste, SRO","PE",10,0,null,null,0,""]
["Sand- og fedtfang, Kontruktioner","PE",60,0,null,null,0,""]
["Sand- og fedtfang, Mek/EL","PE",20,0,null,null,0,""]
["Sand- og fedtfang, SRO","PE",10,0,null,null,0,""]
["Forklaring, Konstruktioner","PE",60,0,null,null,0,""]
["Forklaring, Mek/EL","PE",20,0,null,null,0,""]
["Forklaring, SRO","PE",10,0,null,null,0,""]
["Beluftningstanke, Konstruktioner","PE",60,0,null,null,0,""]
["Beluftningstanke, Mek/EL","PE",20,0,null,null,0,""]
["Beluftningstanke, SRO","PE",10,0,null,null,0,""]
["Efterklaringstanke, Konstruktioner","PE",60,0,null,null,0,""]
["Efterklaringstanke, Mek/El","PE",20,0,null,null,0,""]
["Efterklaringstanke, SRO","PE",10,0,null,null,0,""]
["Efterbehandlingsanlæg (sandfilter), Konstruktioner","PE",60,0,null,null,0,""]
["Efterbehandlingsanlæg (sandfilter), Mek/EL","PE",20,0,null,null,0,""]
["Efterbehandlingsanlæg (sandfilter), SRO","PE",10,0,null,null,0,""]
["Renseanlæg >= 5.000 PE, Slambehandling",null,null,null,null,null,"",""]
["Forafvanding, slam, Konstruktion","PE",60,0,null,null,0,""]
["Forafvanding, slam, Mek/EL","PE",20,0,null,null,0,""]
["Forafvanding, slam, SRO","PE",10,0,null,null,0,""]
["Rådnetanke, slam, Konstruktioner","PE",60,0,null,null,0,""]
["Rådnetanke, slam, Mek/EL","PE",20,0,null,null,0,""]
["Rådnetanke, slam, SRO","PE",10,0,null,null,0,""]
["Gasdisponering, Konstruktioner","PE",60,0,null,null,0,""]
["Gasdisponering, Mek/EL","PE",20,0,null,null,0,""]
["Gasdisponering, SRO","PE",10,0,null,null,0,""]
["Gasdisponering - elproduktionsanlæg, Konstruktioner","PE",60,0,null,null,0,""]
["Gasdisponering - elproduktionsanlæg, Mek/EL","PE",20,0,null,null,0,""]
["Gasdisponering - elproduktionsanlæg, SRO","PE",10,0,null,null,0,""]
["Gasrensning - Aktivt kulfilter","m3/t",15,0,null,null,0,""]
["Gasrensning - Biologisk skrubber","m3/t",15,0,null,null,0,""]
["Opgraderingsanlæg - Membran","m3/t",15,0,null,null,0,""]
["Varmeproduktionsanlæg","m3/t",15,0,null,null,0,""]
["Slutafvanding, slam - lavteknologisk (slambede), Konstruktioner","PE",60,0,null,null,0,""]
["Slutafvanding, slam - lavteknologisk (slambede), Mek/EL","PE",20,0,null,null,0,""]
["Slutafvanding, slam - lavteknologisk (slambede), SRO","PE",10,0,null,null,0,""]
["Slutafvanding, slam - højteknologisk (centrifuger), Konstruktioner","PE",60,0,null,null,0,""]
["Slutafvanding, slam - højteknologisk (centrifuger), Mek/El","PE",20,0,null,null,0,""]
["Slutafvanding, slam - højteknologisk (centrifuger), SRO","PE",10,0,null,null,0,""]
["Renseanlæg >= 5.000 PE, Slamdisponering",null,null,null,null,null,"",""]
["Slutdisponering, slam - lavteknologisk (slammineralisering), Konstruktioner","PE",60,0,null,null,0,""]
["Slutdisponering, slam - lavteknologisk (slammineralisering), Mek/EL","PE",20,0,null,null,0,""]
["Slutdisponering, slam - lavteknologisk (slammineralisering), SRO","PE",10,0,null,null,0,""]
["Slutdisponering, slam - højteknologisk (slamtørring), Konstruktioner","PE",60,0,null,null,0,""]
["Slutdisponering, slam - højteknologisk (slamtørring), Mek/EL","PE",20,0,null,null,0,""]
["Slutdisponering, slam - højteknologisk (slamtørring), SRO","PE",10,0,null,null,0,""]
["Slutdisponering, slam - højteknologisk (slamtørring og -forbrænding), Konstruktioner","PE",60,0,null,null,0,""]
["Slutdisponering, slam - højteknologisk (slamtørring og -forbrænding), Mek/EL","PE",20,0,null,null,0,""]
["Slutdisponering, slam - højteknologisk (slamtørring og -forbrænding), SRO","PE",10,0,null,null,0,""]
["Renseanlæg 61",null,null,null,null,null,"",""]
["Mindre renseanlæg",null,null,null,null,null,"",""]
["Mindre renseanlæg < 5.000 PE","PE",40,8000,0,0,-1,0,"HSH OK"]
["Renseanlæg >= 5.000 PE, Vandbehandling",null,null,null,null,null,"",""]
["Indløb med riste, Konstruktioner","PE",60,8000,8000,8000,0,0]
["Indløb med riste, Mek/EL","PE",20,8000,8000,8000,{"$f":"IF(D1603=\"\",IF(E1603>0,\"Ny data\",IF(E1603=\"\",\"\",0)),IF(D1603=0,IF(E1603=0,0,\"Ny data\"),(E1603-D1603)/D1603))","v":0},{"$f":"IF(E1603=\"\",IF(F1603>0,\"Ny data\",IF(F1603=\"\",\"\",0)),IF(E1603=0,IF(F1603=0,0,\"Ny data\"),(F1603-E1603)/E1603))","v":0}]
["Indløb med riste, SRO","PE",10,8000,8000,8000,0,0]
["Sand- og fedtfang, Kontruktioner","PE",60,8000,8000,8000,0,0]
["Sand- og fedtfang, Mek/EL","PE",20,8000,8000,8000,0,0]
["Sand- og fedtfang, SRO","PE",10,8000,8000,8000,0,0]
["Forklaring, Konstruktioner","PE",60,0,0,0,0,0]
["Forklaring, Mek/EL","PE",20,0,0,0,0,0]
["Forklaring, SRO","PE",10,0,0,0,0,0]
["Beluftningstanke, Konstruktioner","PE",60,8000,8000,8000,0,0]
["Beluftningstanke, Mek/EL","PE",20,8000,8000,8000,0,0]
["Beluftningstanke, SRO","PE",10,8000,8000,8000,0,0]
["Efterklaringstanke, Konstruktioner","PE",60,8000,8000,8000,0,0]
["Efterklaringstanke, Mek/El","PE",20,8000,8000,8000,0,0]
["Efterklaringstanke, SRO","PE",10,8000,8000,8000,0,0]
["Efterbehandlingsanlæg (sandfilter), Konstruktioner","PE",60,0,null,null,0,""]
["Efterbehandlingsanlæg (sandfilter), Mek/EL","PE",20,0,null,null,0,""]
["Efterbehandlingsanlæg (sandfilter), SRO","PE",10,0,null,null,0,""]
["Renseanlæg >= 5.000 PE, Slambehandling",null,null,null,null,null,"",""]
["Forafvanding, slam, Konstruktion","PE",60,0,null,null,0,""]
["Forafvanding, slam, Mek/EL","PE",20,0,null,null,0,""]
["Forafvanding, slam, SRO","PE",10,0,null,null,0,""]
["Rådnetanke, slam, Konstruktioner","PE",60,0,null,null,0,""]
["Rådnetanke, slam, Mek/EL","PE",20,0,null,null,0,""]
["Rådnetanke, slam, SRO","PE",10,0,null,null,0,""]
["Gasdisponering, Konstruktioner","PE",60,0,null,null,0,""]
["Gasdisponering, Mek/EL","PE",20,0,null,null,0,""]
["Gasdisponering, SRO","PE",10,0,null,null,0,""]
["Gasdisponering - elproduktionsanlæg, Konstruktioner","PE",60,0,null,null,0,""]
["Gasdisponering - elproduktionsanlæg, Mek/EL","PE",20,0,null,null,0,""]
["Gasdisponering - elproduktionsanlæg, SRO","PE",10,0,null,null,0,""]
["Gasrensning - Aktivt kulfilter","m3/t",15,0,null,null,0,""]
["Gasrensning - Biologisk skrubber","m3/t",15,0,null,null,0,""]
["Opgraderingsanlæg - Membran","m3/t",15,0,null,null,0,""]
["Varmeproduktionsanlæg","m3/t",15,0,null,null,0,""]
["Slutafvanding, slam - lavteknologisk (slambede), Konstruktioner","PE",60,0,null,null,0,""]
["Slutafvanding, slam - lavteknologisk (slambede), Mek/EL","PE",20,0,null,null,0,""]
["Slutafvanding, slam - lavteknologisk (slambede), SRO","PE",10,0,null,null,0,""]
["Slutafvanding, slam - højteknologisk (centrifuger), Konstruktioner","PE",60,0,8000,8000,"Ny data",0,"OK "]
["Slutafvanding, slam - højteknologisk (centrifuger), Mek/El","PE",20,0,8000,8000,"Ny data",0,"OK "]
["Slutafvanding, slam - højteknologisk (centrifuger), SRO","PE",10,0,8000,8000,"Ny data",0,"OK "]
["Renseanlæg >= 5.000 PE, Slamdisponering",null,null,null,null,null,"",""]
["Slutdisponering, slam - lavteknologisk (slammineralisering), Konstruktioner","PE",60,0,null,null,0,""]
["Slutdisponering, slam - lavteknologisk (slammineralisering), Mek/EL","PE",20,0,null,null,0,""]
["Slutdisponering, slam - lavteknologisk (slammineralisering), SRO","PE",10,0,null,null,0,""]
["Slutdisponering, slam - højteknologisk (slamtørring), Konstruktioner","PE",60,0,null,null,0,""]
["Slutdisponering, slam - højteknologisk (slamtørring), Mek/EL","PE",20,0,null,null,0,""]
["Slutdisponering, slam - højteknologisk (slamtørring), SRO","PE",10,0,null,null,0,""]
["Slutdisponering, slam - højteknologisk (slamtørring og -forbrænding), Konstruktioner","PE",60,0,null,null,0,""]
["Slutdisponering, slam - højteknologisk (slamtørring og -forbrænding), Mek/EL","PE",20,0,null,null,0,""]
["Slutdisponering, slam - højteknologisk (slamtørring og -forbrænding), SRO","PE",10,0,null,null,0,""]
["Renseanlæg 62",null,null,null,null,null,"",""]
["Mindre renseanlæg",null,null,null,null,null,"",""]
["Mindre renseanlæg < 5.000 PE","PE",40,80,80,80,0,0]
["Renseanlæg >= 5.000 PE, Vandbehandling",null,null,null,null,null,"",""]
["Indløb med riste, Konstruktioner","PE",60,0,null,null,0,""]
["Indløb med riste, Mek/EL","PE",20,0,null,null,0,""]
["Indløb med riste, SRO","PE",10,0,null,null,0,""]
["Sand- og fedtfang, Kontruktioner","PE",60,0,null,null,0,""]
["Sand- og fedtfang, Mek/EL","PE",20,0,null,null,0,""]
["Sand- og fedtfang, SRO","PE",10,0,null,null,0,""]
["Forklaring, Konstruktioner","PE",60,0,null,null,0,""]
["Forklaring, Mek/EL","PE",20,0,null,null,0,""]
["Forklaring, SRO","PE",10,0,null,null,0,""]
["Beluftningstanke, Konstruktioner","PE",60,0,null,null,0,""]
["Beluftningstanke, Mek/EL","PE",20,0,null,null,{"$f":"IF(D1667=\"\",IF(E1667>0,\"Ny data\",IF(E1667=\"\",\"\",0)),IF(D1667=0,IF(E1667=0,0,\"Ny data\"),(E1667-D1667)/D1667))","v":0},{"$f":"IF(E1667=\"\",IF(F1667>0,\"Ny data\",IF(F1667=\"\",\"\",0)),IF(E1667=0,IF(F1667=0,0,\"Ny data\"),(F1667-E1667)/E1667))","v":""}]
["Beluftningstanke, SRO","PE",10,0,null,null,0,""]
["Efterklaringstanke, Konstruktioner","PE",60,0,null,null,0,""]
["Efterklaringstanke, Mek/El","PE",20,0,null,null,0,""]
["Efterklaringstanke, SRO","PE",10,0,null,null,0,""]
["Efterbehandlingsanlæg (sandfilter), Konstruktioner","PE",60,0,null,null,0,""]
["Efterbehandlingsanlæg (sandfilter), Mek/EL","PE",20,0,null,null,0,""]
["Efterbehandlingsanlæg (sandfilter), SRO","PE",10,0,null,null,0,""]
["Renseanlæg >= 5.000 PE, Slambehandling",null,null,null,null,null,"",""]
["Forafvanding, slam, Konstruktion","PE",60,0,null,null,0,""]
["Forafvanding, slam, Mek/EL","PE",20,0,null,null,0,""]
["Forafvanding, slam, SRO","PE",10,0,null,null,0,""]
["Rådnetanke, slam, Konstruktioner","PE",60,0,null,null,0,""]
["Rådnetanke, slam, Mek/EL","PE",20,0,null,null,0,""]
["Rådnetanke, slam, SRO","PE",10,0,null,null,0,""]
["Gasdisponering, Konstruktioner","PE",60,0,null,null,0,""]
["Gasdisponering, Mek/EL","PE",20,0,null,null,0,""]
["Gasdisponering, SRO","PE",10,0,null,null,0,""]
["Gasdisponering - elproduktionsanlæg, Konstruktioner","PE",60,0,null,null,0,""]
["Gasdisponering - elproduktionsanlæg, Mek/EL","PE",20,0,null,null,0,""]
["Gasdisponering - elproduktionsanlæg, SRO","PE",10,0,null,null,0,""]
["Gasrensning - Aktivt kulfilter","m3/t",15,0,null,null,0,""]
["Gasrensning - Biologisk skrubber","m3/t",15,0,null,null,0,""]
["Opgraderingsanlæg - Membran","m3/t",15,0,null,null,0,""]
["Varmeproduktionsanlæg","m3/t",15,0,null,null,0,""]
["Slutafvanding, slam - lavteknologisk (slambede), Konstruktioner","PE",60,0,null,null,0,""]
["Slutafvanding, slam - lavteknologisk (slambede), Mek/EL","PE",20,0,null,null,0,""]
["Slutafvanding, slam - lavteknologisk (slambede), SRO","PE",10,0,null,null,0,""]
["Slutafvanding, slam - højteknologisk (centrifuger), Konstruktioner","PE",60,0,null,null,0,""]
["Slutafvanding, slam - højteknologisk (centrifuger), Mek/El","PE",20,0,null,null,0,""]
["Slutafvanding, slam - højteknologisk (centrifuger), SRO","PE",10,0,null,null,0,""]
["Renseanlæg >= 5.000 PE, Slamdisponering",null,null,null,null,null,"",""]
["Slutdisponering, slam - lavteknologisk (slammineralisering), Konstruktioner","PE",60,0,null,null,0,""]
["Slutdisponering, slam - lavteknologisk (slammineralisering), Mek/EL","PE",20,0,null,null,0,""]
["Slutdisponering, slam - lavteknologisk (slammineralisering), SRO","PE",10,0,null,null,0,""]
["Slutdisponering, slam - højteknologisk (slamtørring), Konstruktioner","PE",60,0,null,null,0,""]
["Slutdisponering, slam - højteknologisk (slamtørring), Mek/EL","PE",20,0,null,null,0,""]
["Slutdisponering, slam - højteknologisk (slamtørring), SRO","PE",10,0,null,null,0,""]
["Slutdisponering, slam - højteknologisk (slamtørring og -forbrænding), Konstruktioner","PE",60,0,null,null,0,""]
["Slutdisponering, slam - højteknologisk (slamtørring og -forbrænding), Mek/EL","PE",20,0,null,null,0,""]
["Slutdisponering, slam - højteknologisk (slamtørring og -forbrænding), SRO","PE",10,0,null,null,0,""]
["Renseanlæg 64",null,null,null,null,null,"",""]
["Mindre renseanlæg",null,null,null,null,null,"",""]
["Mindre renseanlæg < 5.000 PE","PE",40,225,225,225,0,0]
["Renseanlæg >= 5.000 PE, Vandbehandling",null,null,null,null,null,"",""]
["Indløb med riste, Konstruktioner","PE",60,0,null,null,0,""]
["Indløb med riste, Mek/EL","PE",20,0,null,null,0,""]
["Indløb med riste, SRO","PE",10,0,null,null,0,""]
["Sand- og fedtfang, Kontruktioner","PE",60,0,null,null,0,""]
["Sand- og fedtfang, Mek/EL","PE",20,0,null,null,0,""]
["Sand- og fedtfang, SRO","PE",10,0,null,null,0,""]
["Forklaring, Konstruktioner","PE",60,0,null,null,0,""]
["Forklaring, Mek/EL","PE",20,0,null,null,0,""]
["Forklaring, SRO","PE",10,0,null,null,0,""]
["Beluftningstanke, Konstruktioner","PE",60,0,null,null,0,""]
["Beluftningstanke, Mek/EL","PE",20,0,null,null,0,""]
["Beluftningstanke, SRO","PE",10,0,null,null,0,""]
["Efterklaringstanke, Konstruktioner","PE",60,0,null,null,0,""]
["Efterklaringstanke, Mek/El","PE",20,0,null,null,0,""]
["Efterklaringstanke, SRO","PE",10,0,null,null,0,""]
["Efterbehandlingsanlæg (sandfilter), Konstruktioner","PE",60,0,null,null,0,""]
["Efterbehandlingsanlæg (sandfilter), Mek/EL","PE",20,0,null,null,0,""]
["Efterbehandlingsanlæg (sandfilter), SRO","PE",10,0,null,null,0,""]
["Renseanlæg >= 5.000 PE, Slambehandling",null,null,null,null,null,"",""]
["Forafvanding, slam, Konstruktion","PE",60,0,null,null,{"$f":"IF(D1731=\"\",IF(E1731>0,\"Ny data\",IF(E1731=\"\",\"\",0)),IF(D1731=0,IF(E1731=0,0,\"Ny data\"),(E1731-D1731)/D1731))","v":0},{"$f":"IF(E1731=\"\",IF(F1731>0,\"Ny data\",IF(F1731=\"\",\"\",0)),IF(E1731=0,IF(F1731=0,0,\"Ny data\"),(F1731-E1731)/E1731))","v":""}]
["Forafvanding, slam, Mek/EL","PE",20,0,null,null,0,""]
["Forafvanding, slam, SRO","PE",10,0,null,null,0,""]
["Rådnetanke, slam, Konstruktioner","PE",60,0,null,null,0,""]
["Rådnetanke, slam, Mek/EL","PE",20,0,null,null,0,""]
["Rådnetanke, slam, SRO","PE",10,0,null,null,0,""]
["Gasdisponering, Konstruktioner","PE",60,0,null,null,0,""]
["Gasdisponering, Mek/EL","PE",20,0,null,null,0,""]
["Gasdisponering, SRO","PE",10,0,null,null,0,""]
["Gasdisponering - elproduktionsanlæg, Konstruktioner","PE",60,0,null,null,0,""]
["Gasdisponering - elproduktionsanlæg, Mek/EL","PE",20,0,null,null,0,""]
["Gasdisponering - elproduktionsanlæg, SRO","PE",10,0,null,null,0,""]
["Gasrensning - Aktivt kulfilter","m3/t",15,0,null,null,0,""]
["Gasrensning - Biologisk skrubber","m3/t",15,0,null,null,0,""]
["Opgraderingsanlæg - Membran","m3/t",15,0,null,null,0,""]
["Varmeproduktionsanlæg","m3/t",15,0,null,null,0,""]
["Slutafvanding, slam - lavteknologisk (slambede), Konstruktioner","PE",60,0,null,null,0,""]
["Slutafvanding, slam - lavteknologisk (slambede), Mek/EL","PE",20,0,null,null,0,""]
["Slutafvanding, slam - lavteknologisk (slambede), SRO","PE",10,0,null,null,0,""]
["Slutafvanding, slam - højteknologisk (centrifuger), Konstruktioner","PE",60,0,null,null,0,""]
["Slutafvanding, slam - højteknologisk (centrifuger), Mek/El","PE",20,0,null,null,0,""]
["Slutafvanding, slam - højteknologisk (centrifuger), SRO","PE",10,0,null,null,0,""]
["Renseanlæg >= 5.000 PE, Slamdisponering",null,null,null,null,null,"",""]
["Slutdisponering, slam - lavteknologisk (slammineralisering), Konstruktioner","PE",60,0,null,null,0,""]
["Slutdisponering, slam - lavteknologisk (slammineralisering), Mek/EL","PE",20,0,null,null,0,""]
["Slutdisponering, slam - lavteknologisk (slammineralisering), SRO","PE",10,0,null,null,0,""]
["Slutdisponering, slam - højteknologisk (slamtørring), Konstruktioner","PE",60,0,null,null,0,""]
["Slutdisponering, slam - højteknologisk (slamtørring), Mek/EL","PE",20,0,null,null,0,""]
["Slutdisponering, slam - højteknologisk (slamtørring), SRO","PE",10,0,null,null,0,""]
["Slutdisponering, slam - højteknologisk (slamtørring og -forbrænding), Konstruktioner","PE",60,0,null,null,0,""]
["Slutdisponering, slam - højteknologisk (slamtørring og -forbrænding), Mek/EL","PE",20,0,null,null,0,""]
["Slutdisponering, slam - højteknologisk (slamtørring og -forbrænding), SRO","PE",10,0,null,null,0,""]
["Renseanlæg 65",null,null,null,null,null,"",""]
["Mindre renseanlæg",null,null,null,null,null,"",""]
["Mindre renseanlæg < 5.000 PE","PE",40,526,526,526,0,0]
["Renseanlæg >= 5.000 PE, Vandbehandling",null,null,null,null,null,"",""]
["Indløb med riste, Konstruktioner","PE",60,0,null,null,0,""]
["Indløb med riste, Mek/EL","PE",20,0,null,null,0,""]
["Indløb med riste, SRO","PE",10,0,null,null,0,""]
["Sand- og fedtfang, Kontruktioner","PE",60,0,null,null,0,""]
["Sand- og fedtfang, Mek/EL","PE",20,0,null,null,0,""]
["Sand- og fedtfang, SRO","PE",10,0,null,null,0,""]
["Forklaring, Konstruktioner","PE",60,0,null,null,0,""]
["Forklaring, Mek/EL","PE",20,0,null,null,0,""]
["Forklaring, SRO","PE",10,0,null,null,0,""]
["Beluftningstanke, Konstruktioner","PE",60,0,null,null,0,""]
["Beluftningstanke, Mek/EL","PE",20,0,null,null,0,""]
["Beluftningstanke, SRO","PE",10,0,null,null,0,""]
["Efterklaringstanke, Konstruktioner","PE",60,0,null,null,0,""]
["Efterklaringstanke, Mek/El","PE",20,0,null,null,0,""]
["Efterklaringstanke, SRO","PE",10,0,null,null,0,""]
["Efterbehandlingsanlæg (sandfilter), Konstruktioner","PE",60,0,null,null,0,""]
["Efterbehandlingsanlæg (sandfilter), Mek/EL","PE",20,0,null,null,0,""]
["Efterbehandlingsanlæg (sandfilter), SRO","PE",10,0,null,null,0,""]
["Renseanlæg >= 5.000 PE, Slambehandling",null,null,null,null,null,"",""]
["Forafvanding, slam, Konstruktion","PE",60,0,null,null,0,""]
["Forafvanding, slam, Mek/EL","PE",20,0,null,null,0,""]
["Forafvanding, slam, SRO","PE",10,0,null,null,0,""]
["Rådnetanke, slam, Konstruktioner","PE",60,0,null,null,0,""]
["Rådnetanke, slam, Mek/EL","PE",20,0,null,null,0,""]
["Rådnetanke, slam, SRO","PE",10,0,null,null,0,""]
["Gasdisponering, Konstruktioner","PE",60,0,null,null,0,""]
["Gasdisponering, Mek/EL","PE",20,0,null,null,0,""]
["Gasdisponering, SRO","PE",10,0,null,null,0,""]
["Gasdisponering - elproduktionsanlæg, Konstruktioner","PE",60,0,null,null,{"$f":"IF(D1795=\"\",IF(E1795>0,\"Ny data\",IF(E1795=\"\",\"\",0)),IF(D1795=0,IF(E1795=0,0,\"Ny data\"),(E1795-D1795)/D1795))","v":0},{"$f":"IF(E1795=\"\",IF(F1795>0,\"Ny data\",IF(F1795=\"\",\"\",0)),IF(E1795=0,IF(F1795=0,0,\"Ny data\"),(F1795-E1795)/E1795))","v":""}]
["Gasdisponering - elproduktionsanlæg, Mek/EL","PE",20,0,null,null,0,""]
["Gasdisponering - elproduktionsanlæg, SRO","PE",10,0,null,null,0,""]
["Gasrensning - Aktivt kulfilter","m3/t",15,0,null,null,0,""]
["Gasrensning - Biologisk skrubber","m3/t",15,0,null,null,0,""]
["Opgraderingsanlæg - Membran","m3/t",15,0,null,null,0,""]
["Varmeproduktionsanlæg","m3/t",15,0,null,null,0,""]
["Slutafvanding, slam - lavteknologisk (slambede), Konstruktioner","PE",60,0,null,null,0,""]
["Slutafvanding, slam - lavteknologisk (slambede), Mek/EL","PE",20,0,null,null,0,""]
["Slutafvanding, slam - lavteknologisk (slambede), SRO","PE",10,0,null,null,0,""]
["Slutafvanding, slam - højteknologisk (centrifuger), Konstruktioner","PE",60,0,null,null,0,""]
["Slutafvanding, slam - højteknologisk (centrifuger), Mek/El","PE",20,0,null,null,0,""]
["Slutafvanding, slam - højteknologisk (centrifuger), SRO","PE",10,0,null,null,0,""]
["Renseanlæg >= 5.000 PE, Slamdisponering",null,null,null,null,null,"",""]
["Slutdisponering, slam - lavteknologisk (slammineralisering), Konstruktioner","PE",60,0,null,null,0,""]
["Slutdisponering, slam - lavteknologisk (slammineralisering), Mek/EL","PE",20,0,null,null,0,""]
["Slutdisponering, slam - lavteknologisk (slammineralisering), SRO","PE",10,0,null,null,0,""]
["Slutdisponering, slam - højteknologisk (slamtørring), Konstruktioner","PE",60,0,null,null,0,""]
["Slutdisponering, slam - højteknologisk (slamtørring), Mek/EL","PE",20,0,null,null,0,""]
["Slutdisponering, slam - højteknologisk (slamtørring), SRO","PE",10,0,null,null,0,""]
["Slutdisponering, slam - højteknologisk (slamtørring og -forbrænding), Konstruktioner","PE",60,0,null,null,0,""]
["Slutdisponering, slam - højteknologisk (slamtørring og -forbrænding), Mek/EL","PE",20,0,null,null,0,""]
["Slutdisponering, slam - højteknologisk (slamtørring og -forbrænding), SRO","PE",10,0,null,null,0,""]
["Renseanlæg 66",null,null,null,null,null,"",""]
["Mindre renseanlæg",null,null,null,null,null,"",""]
["Mindre renseanlæg < 5.000 PE","PE",40,0,null,null,0,""]
["Renseanlæg >= 5.000 PE, Vandbehandling",null,null,null,null,null,"",""]
["Indløb med riste, Konstruktioner","PE",60,5500,5500,5500,0,0]
["Indløb med riste, Mek/EL","PE",20,5500,5500,5500,0,0]
["Indløb med riste, SRO","PE",10,5500,5500,5500,0,0]
["Sand- og fedtfang, Kontruktioner","PE",60,5500,5500,5500,0,0]
["Sand- og fedtfang, Mek/EL","PE",20,5500,5500,5500,0,0]
["Sand- og fedtfang, SRO","PE",10,5500,5500,5500,0,0]
["Forklaring, Konstruktioner","PE",60,0,0,0,0,0]
["Forklaring, Mek/EL","PE",20,0,0,0,0,0]
["Forklaring, SRO","PE",10,0,0,0,0,0]
["Beluftningstanke, Konstruktioner","PE",60,5500,5500,5500,0,0]
["Beluftningstanke, Mek/EL","PE",20,5500,5500,5500,0,0]
["Beluftningstanke, SRO","PE",10,5500,5500,5500,0,0]
["Efterklaringstanke, Konstruktioner","PE",60,5500,5500,5500,0,0]
["Efterklaringstanke, Mek/El","PE",20,5500,5500,5500,0,0]
["Efterklaringstanke, SRO","PE",10,5500,5500,5500,0,0]
["Efterbehandlingsanlæg (sandfilter), Konstruktioner","PE",60,0,null,null,0,""]
["Efterbehandlingsanlæg (sandfilter), Mek/EL","PE",20,0,null,null,0,""]
["Efterbehandlingsanlæg (sandfilter), SRO","PE",10,0,null,null,0,""]
["Renseanlæg >= 5.000 PE, Slambehandling",null,null,null,null,null,"",""]
["Forafvanding, slam, Konstruktion","PE",60,0,null,null,0,""]
["Forafvanding, slam, Mek/EL","PE",20,0,null,null,0,""]
["Forafvanding, slam, SRO","PE",10,0,null,null,0,""]
["Rådnetanke, slam, Konstruktioner","PE",60,0,null,null,0,""]
["Rådnetanke, slam, Mek/EL","PE",20,0,null,null,0,""]
["Rådnetanke, slam, SRO","PE",10,0,null,null,0,""]
["Gasdisponering, Konstruktioner","PE",60,0,null,null,0,""]
["Gasdisponering, Mek/EL","PE",20,0,null,null,0,""]
["Gasdisponering, SRO","PE",10,0,null,null,0,""]
["Gasdisponering - elproduktionsanlæg, Konstruktioner","PE",60,0,null,null,0,""]
["Gasdisponering - elproduktionsanlæg, Mek/EL","PE",20,0,null,null,0,""]
["Gasdisponering - elproduktionsanlæg, SRO","PE",10,0,null,null,0,""]
["Gasrensning - Aktivt kulfilter","m3/t",15,0,null,null,0,""]
["Gasrensning - Biologisk skrubber","m3/t",15,0,null,null,0,""]
["Opgraderingsanlæg - Membran","m3/t",15,0,null,null,0,""]
["Varmeproduktionsanlæg","m3/t",15,0,null,null,0,""]
["Slutafvanding, slam - lavteknologisk (slambede), Konstruktioner","PE",60,0,null,null,0,""]
["Slutafvanding, slam - lavteknologisk (slambede), Mek/EL","PE",20,0,null,null,0,""]
["Slutafvanding, slam - lavteknologisk (slambede), SRO","PE",10,0,null,null,{"$f":"IF(D1859=\"\",IF(E1859>0,\"Ny data\",IF(E1859=\"\",\"\",0)),IF(D1859=0,IF(E1859=0,0,\"Ny data\"),(E1859-D1859)/D1859))","v":0},{"$f":"IF(E1859=\"\",IF(F1859>0,\"Ny data\",IF(F1859=\"\",\"\",0)),IF(E1859=0,IF(F1859=0,0,\"Ny data\"),(F1859-E1859)/E1859))","v":""}]
["Slutafvanding, slam - højteknologisk (centrifuger), Konstruktioner","PE",60,5500,5500,5500,0,0]
["Slutafvanding, slam - højteknologisk (centrifuger), Mek/El","PE",20,5500,5500,5500,0,0]
["Slutafvanding, slam - højteknologisk (centrifuger), SRO","PE",10,5500,5500,5500,0,0]
["Renseanlæg >= 5.000 PE, Slamdisponering",null,null,null,null,null,"",""]
["Slutdisponering, slam - lavteknologisk (slammineralisering), Konstruktioner","PE",60,0,null,null,0,""]
["Slutdisponering, slam - lavteknologisk (slammineralisering), Mek/EL","PE",20,0,null,null,0,""]
["Slutdisponering, slam - lavteknologisk (slammineralisering), SRO","PE",10,0,null,null,0,""]
["Slutdisponering, slam - højteknologisk (slamtørring), Konstruktioner","PE",60,0,null,null,0,""]
["Slutdisponering, slam - højteknologisk (slamtørring), Mek/EL","PE",20,0,null,null,0,""]
["Slutdisponering, slam - højteknologisk (slamtørring), SRO","PE",10,0,null,null,0,""]
["Slutdisponering, slam - højteknologisk (slamtørring og -forbrænding), Konstruktioner","PE",60,0,null,null,0,""]
["Slutdisponering, slam - højteknologisk (slamtørring og -forbrænding), Mek/EL","PE",20,0,null,null,0,""]
["Slutdisponering, slam - højteknologisk (slamtørring og -forbrænding), SRO","PE",10,0,null,null,0,""]
["Renseanlæg 67",null,null,null,null,null,"",""]
["Mindre renseanlæg",null,null,null,null,null,"",""]
["Mindre renseanlæg < 5.000 PE","PE",40,0,null,null,0,""]
["Renseanlæg >= 5.000 PE, Vandbehandling",null,null,null,null,null,"",""]
["Indløb med riste, Konstruktioner","PE",60,40000,40000,40000,0,0]
["Indløb med riste, Mek/EL","PE",20,40000,40000,40000,0,0]
["Indløb med riste, SRO","PE",10,40000,40000,40000,0,0]
["Sand- og fedtfang, Kontruktioner","PE",60,40000,40000,40000,0,0]
["Sand- og fedtfang, Mek/EL","PE",20,40000,40000,40000,0,0]
["Sand- og fedtfang, SRO","PE",10,40000,40000,40000,0,0]
["Forklaring, Konstruktioner","PE",60,0,0,0,0,0]
["Forklaring, Mek/EL","PE",20,0,0,0,0,0]
["Forklaring, SRO","PE",10,0,0,0,0,0]
["Beluftningstanke, Konstruktioner","PE",60,40000,40000,40000,0,0]
["Beluftningstanke, Mek/EL","PE",20,40000,40000,40000,0,0]
["Beluftningstanke, SRO","PE",10,40000,40000,40000,0,0]
["Efterklaringstanke, Konstruktioner","PE",60,40000,40000,40000,0,0]
["Efterklaringstanke, Mek/El","PE",20,40000,40000,40000,0,0]
["Efterklaringstanke, SRO","PE",10,40000,40000,40000,0,0]
["Efterbehandlingsanlæg (sandfilter), Konstruktioner","PE",60,0,null,null,0,""]
["Efterbehandlingsanlæg (sandfilter), Mek/EL","PE",20,0,null,null,0,""]
["Efterbehandlingsanlæg (sandfilter), SRO","PE",10,0,null,null,0,""]
["Renseanlæg >= 5.000 PE, Slambehandling",null,null,null,null,null,"",""]
["Forafvanding, slam, Konstruktion","PE",60,0,null,null,0,""]
["Forafvanding, slam, Mek/EL","PE",20,0,null,null,0,""]
["Forafvanding, slam, SRO","PE",10,0,null,null,0,""]
["Rådnetanke, slam, Konstruktioner","PE",60,0,null,null,0,""]
["Rådnetanke, slam, Mek/EL","PE",20,0,null,null,0,""]
["Rådnetanke, slam, SRO","PE",10,0,null,null,0,""]
["Gasdisponering, Konstruktioner","PE",60,0,null,null,0,""]
["Gasdisponering, Mek/EL","PE",20,0,null,null,0,""]
["Gasdisponering, SRO","PE",10,0,null,null,0,""]
["Gasdisponering - elproduktionsanlæg, Konstruktioner","PE",60,0,null,null,0,""]
["Gasdisponering - elproduktionsanlæg, Mek/EL","PE",20,0,null,null,0,""]
["Gasdisponering - elproduktionsanlæg, SRO","PE",10,0,null,null,0,""]
["Gasrensning - Aktivt kulfilter","m3/t",15,0,null,null,0,""]
["Gasrensning - Biologisk skrubber","m3/t",15,0,null,null,0,""]
["Opgraderingsanlæg - Membran","m3/t",15,0,null,null,0,""]
["Varmeproduktionsanlæg","m3/t",15,0,null,null,0,""]
["Slutafvanding, slam - lavteknologisk (slambede), Konstruktioner","PE",60,0,null,null,0,""]
["Slutafvanding, slam - lavteknologisk (slambede), Mek/EL","PE",20,0,null,null,0,""]
["Slutafvanding, slam - lavteknologisk (slambede), SRO","PE",10,0,null,null,0,""]
["Slutafvanding, slam - højteknologisk (centrifuger), Konstruktioner","PE",60,40000,40000,40000,0,0]
["Slutafvanding, slam - højteknologisk (centrifuger), Mek/El","PE",20,40000,40000,40000,0,0]
["Slutafvanding, slam - højteknologisk (centrifuger), SRO","PE",10,40000,40000,40000,0,0]
["Renseanlæg >= 5.000 PE, Slamdisponering",null,null,null,null,null,"",""]
["Slutdisponering, slam - lavteknologisk (slammineralisering), Konstruktioner","PE",60,0,null,null,0,""]
["Slutdisponering, slam - lavteknologisk (slammineralisering), Mek/EL","PE",20,0,null,null,0,""]
["Slutdisponering, slam - lavteknologisk (slammineralisering), SRO","PE",10,0,null,null,0,""]
["Slutdisponering, slam - højteknologisk (slamtørring), Konstruktioner","PE",60,0,null,null,0,""]
["Slutdisponering, slam - højteknologisk (slamtørring), Mek/EL","PE",20,0,null,null,{"$f":"IF(D1923=\"\",IF(E1923>0,\"Ny data\",IF(E1923=\"\",\"\",0)),IF(D1923=0,IF(E1923=0,0,\"Ny data\"),(E1923-D1923)/D1923))","v":0},{"$f":"IF(E1923=\"\",IF(F1923>0,\"Ny data\",IF(F1923=\"\",\"\",0)),IF(E1923=0,IF(F1923=0,0,\"Ny data\"),(F1923-E1923)/E1923))","v":""}]
["Slutdisponering, slam - højteknologisk (slamtørring), SRO","PE",10,0,null,null,0,""]
["Slutdisponering, slam - højteknologisk (slamtørring og -forbrænding), Konstruktioner","PE",60,0,null,null,0,""]
["Slutdisponering, slam - højteknologisk (slamtørring og -forbrænding), Mek/EL","PE",20,0,null,null,0,""]
["Slutdisponering, slam - højteknologisk (slamtørring og -forbrænding), SRO","PE",10,0,null,null,0,""]
["Renseanlæg 77",null,null,null,null,null,"",""]

{"sheet":"Distributionsanlæg","index":1,"n_rows":318,"n_cols":9,"rows_kept":318,"cut":false,"hidden":false,"merged":[[0,0,1,0],[0,1,1,1],[0,2,1,2],[0,3,1,3],[0,8,1,8],[0,4,1,4],[0,5,1,5],[0,6,1,6],[0,7,1,7]]}
["Distributionsanlæg","Enhed","Standard-levetid","Samlet mængde per 31/12-2022","Samlet mængde per 31/12-2023","Samlet mængde per 31/12-2024","Afvigelse 2022-2023","Afvigelse 2023-2024","Bemærkninger"]
[]
["Ledningsnet - Land",null,null,null,null,null,{"$f":"IF(D3=\"\",IF(E3>0,\"Ny data\",IF(E3=\"\",\"\",0)),IF(D3=0,IF(E3=0,0,\"Ny data\"),(E3-D3)/D3))","v":""},{"$f":"IF(E3=\"\",IF(F3>0,\"Ny data\",IF(F3=\"\",\"\",0)),IF(E3=0,IF(F3=0,0,\"Ny data\"),(F3-E3)/E3))","v":""}]
["Ledningsnet ≤ Ø 200 mm ","meter",75,516098.7,523079.50149363157,523453.13795850478,1.3526097805771568E-2,7.1430148535033228E-4]
["Ø 200 mm < Ledningsnet ≤ Ø 500 mm ","meter",75,123092,126355.06240552932,126455.69749790592,2.6509134675927887E-2,7.9644685745647315E-4]
["Ø 500 mm < Ledningsnet ≤ Ø 800 mm","meter",75,32153.1,30770.677745883266,30784.33773307001,-4.2994991279743877E-2,4.4392870704875376E-4]
["Ø 800 mm < Ledningsnet ≤ Ø 1000 mm","meter",75,878.1,1572.1338956216316,1572.8318109892225,0.79038138665485891,4.4392870704879403E-4,"OK - zk/nd"]
["Ø 1000 mm < Ledningsnet ≤ Ø 1200 mm","meter",75,555.5,864.01133999688,864.01133999688,0.55537594958934289,0,"OK - zk/nd"]
["Ø 1200 mm < Ledningsnet ≤ Ø 1600 mm","meter",75,277.3,266.74336395990099,266.86562532037186,-3.8069369059138193E-2,4.5834827399586958E-4]
["Ledningsnet > Ø 1600 mm (rørbassiner og transportledninger)","meter",75,0,0,0,0,0]
["Strømpeforing ≤ Ø 200 mm","meter",50,9680.6,7312.0990000000038,7353.1966000000039,-0.24466469020515222,5.6204928297606521E-3,"OK - zk/nd"]
["Strømpeforing Ø 200 mm < Ledningsnet ≤ Ø 500 mm","meter",50,9010,8987.5706999999966,8987.5706999999966,-2.4893784683688593E-3,0]
["Strømpeforing Ø 500 mm < Ledningsnet ≤ Ø 800 mm","meter",50,728.8,728.83230000000003,728.83230000000003,4.4319429198789092E-5,0]
["Strømpeforing Ø 800 mm < Ledningsnet ≤ Ø 1000 mm","meter",50,0,0,0,0,0]
["Strømpeforing Ø 1000 mm < Ledningsnet ≤ Ø 1200 mm","meter",50,0,0,0,0,0]
["Strømpeforing Ø 1200 mm < Ledningsnet ≤ Ø 1600 mm","meter",50,0,0,0,0,0]
["Ledningsnet - By",null,null,null,null,null,"",""]
["Ledningsnet ≤ Ø 200 mm ","meter",75,221417.8,233208.51085536933,234440.80528315279,5.325096200652947E-2,5.284088574913557E-3]
["Ø 200 mm < Ledningsnet ≤ Ø 500 mm ","meter",75,159457.1,148980.23876482141,146831.50139712536,-6.5703322305363632E-2,-1.4422969015964696E-2]
["Ø 500 mm < Ledningsnet ≤ Ø 800 mm","meter",75,25998.1,21945.496201297083,22386.364538704038,-0.15588076816009308,2.0089239876968364E-2]
["Ø 800 mm < Ledningsnet ≤ Ø 1000 mm","meter",75,4943.6000000000004,4774.6966258554357,4507.4065684238376,-3.4166068076819447E-2,-5.5980532037197314E-2]
["Ø 1000 mm < Ledningsnet ≤ Ø 1200 mm","meter",75,1427.2,1320.182442100486,1320.7540189174497,-7.4984275434076528E-2,4.3295290009633732E-4]
["Ø 1200 mm < Ledningsnet ≤ Ø 1600 mm","meter",75,579.20000000000005,559.37990437964299,559.37990437964299,-3.421977835006397E-2,0]
["Ledningsnet > Ø 1600 mm (rørbassiner og transportledninger)","meter",75,57.9,57.87,57.87,-5.1813471502592634E-4,0]
["Strømpeforing ≤ Ø 200 mm","meter",50,11395.2,8254.0834000000013,8254.0834000000013,-0.27565260811569775,0,"OK - zk/nd"]
["Strømpeforing Ø 200 mm < Ledningsnet ≤ Ø 500 mm","meter",50,22140.3,22301.879299999997,21679.684999999998,7.2979724755309373E-3,-2.7898738560566027E-2]
["Strømpeforing Ø 500 mm < Ledningsnet ≤ Ø 800 mm","meter",50,3498.2,4034.6577000000002,4034.6577000000002,0.15335249556914995,0]
["Strømpeforing Ø 800 mm < Ledningsnet ≤ Ø 1000 mm","meter",50,0,152.6,152.6,"Ny data",0,"OK - zk/nd"]
["Strømpeforing Ø 1000 mm < Ledningsnet ≤ Ø 1200 mm","meter",50,0,0,0,0,0]
["Strømpeforing Ø 1200 mm < Ledningsnet ≤ Ø 1600 mm","meter",50,0,0,0,0,0]
["Ledningsnet - City",null,null,null,null,null,"",""]
["Ledningsnet ≤ Ø 200 mm ","meter",75,0,0,2335.2122636963668,0,"Ny data","OK - zk/nd"]
["Ø 200 mm < Ledningsnet ≤ Ø 500 mm ","meter",75,0,0,3361.8472438331219,0,"Ny data","OK - zk/nd"]
["Ø 500 mm < Ledningsnet ≤ Ø 800 mm","meter",75,0,0,198.69854625562655,0,"Ny data","OK - zk/nd"]
["Ø 800 mm < Ledningsnet ≤ Ø 1000 mm","meter",75,0,0,266.74542734964916,0,"Ny data","OK - zk/nd"]
["Ø 1000 mm < Ledningsnet ≤ Ø 1200 mm","meter",75,0,0,0,0,0]
["Ø 1200 mm < Ledningsnet ≤ Ø 1600 mm","meter",75,0,0,0,0,0]
["Ledningsnet > Ø 1600 mm (rørbassiner og transportledninger)","meter",75,0,0,0,0,0]
["Strømpeforing ≤ Ø 200 mm","meter",50,0,0,71.772099999999995,0,"Ny data","OK - zk/nd"]
["Strømpeforing Ø 200 mm < Ledningsnet ≤ Ø 500 mm","meter",50,0,0,622.1943,0,"Ny data","OK - zk/nd"]
["Strømpeforing Ø 500 mm < Ledningsnet ≤ Ø 800 mm","meter",50,0,0,0,0,0]
["Strømpeforing Ø 800 mm < Ledningsnet ≤ Ø 1000 mm","meter",50,0,0,0,0,0]
["Strømpeforing Ø 1000 mm < Ledningsnet ≤ Ø 1200 mm","meter",50,0,0,0,0,0]
["Strømpeforing Ø 1200 mm < Ledningsnet ≤ Ø 1600 mm","meter",50,0,0,0,0,0]
["Ledningsnet - Indre city",null,null,null,null,null,"",""]
["Ledningsnet ≤ Ø 200 mm ","meter",75,0,0,0,0,0]
["Ø 200 mm < Ledningsnet ≤ Ø 500 mm ","meter",75,0,0,0,0,0]
["Ø 500 mm < Ledningsnet ≤ Ø 800 mm","meter",75,0,0,0,0,0]
["Ø 800 mm < Ledningsnet ≤ Ø 1000 mm","meter",75,0,0,0,0,0]
["Ø 1000 mm < Ledningsnet ≤ Ø 1200 mm","meter",75,0,0,0,0,0]
["Ø 1200 mm < Ledningsnet ≤ Ø 1600 mm","meter",75,0,0,0,0,0]
["Ledningsnet > Ø 1600 mm (rørbassiner og transportledninger)","meter",75,0,0,0,0,0]
["Strømpeforing ≤ Ø 200 mm","meter",50,0,0,0,0,0]
["Strømpeforing Ø 200 mm < Ledningsnet ≤ Ø 500 mm","meter",50,0,0,0,0,0]
["Strømpeforing Ø 500 mm < Ledningsnet ≤ Ø 800 mm","meter",50,0,0,0,0,0]
["Strømpeforing Ø 800 mm < Ledningsnet ≤ Ø 1000 mm","meter",50,0,0,0,0,0]
["Strømpeforing Ø 1000 mm < Ledningsnet ≤ Ø 1200 mm","meter",50,0,0,0,0,0]
["Strømpeforing Ø 1200 mm < Ledningsnet ≤ Ø 1600 mm","meter",50,0,0,0,0,0]
["Brønde og stik, ledningsnet - Land",null,null,null,null,null,"",""]
["Brønde","stk.",75,7992,8098,8099,1.3263263263263263E-2,1.2348728081007656E-4]
["Stik","stk.",75,9580,9335,9478,-2.5574112734864301E-2,1.531869309051955E-2]
["Brønde og stik, ledningsnet - By",null,null,null,null,null,"",""]
["Brønde","stk.",75,7975,7914,7816,-7.6489028213166145E-3,-1.2383118524134444E-2]
["Stik","stk.",75,20065,12697,12666,-0.36720657861948669,-2.4415216192801448E-3,"fejl i 2022"]
["Brønde og stik, ledningsnet - City",null,null,null,null,null,"",""]
["Brønde","stk.",75,0,0,110,0,"Ny data","OK - zk/nd"]
["Stik","stk.",75,0,0,312,{"$f":"IF(D67=\"\",IF(E67>0,\"Ny data\",IF(E67=\"\",\"\",0)),IF(D67=0,IF(E67=0,0,\"Ny data\"),(E67-D67)/D67))","v":0},{"$f":"IF(E67=\"\",IF(F67>0,\"Ny data\",IF(F67=\"\",\"\",0)),IF(E67=0,IF(F67=0,0,\"Ny data\"),(F67-E67)/E67))","v":"Ny data"},"OK - zk/nd"]
["Brønde og stik, ledningsnet - Indre city",null,null,null,null,null,"",""]
["Brønde","stk.",75,0,null,0,0,0]
["Stik","stk.",75,0,null,0,0,0]
["Små pumpestationer (<100 l/s) inkl. SRO-anlæg - Land",null,null,null,null,null,"",""]
["Tryksatte minipumpestationer (husstandssystemer)","stk.",30,458,457,454,-2.1834061135371178E-3,-6.5645514223194746E-3]
["Pumpestationer i brønde (< 6,25 m2), Konstruktioner","stk.",50,437,439,441,4.5766590389016018E-3,4.5558086560364463E-3]
["Pumpestationer i brønde (< 6,25 m2), Mek/EL","stk.",20,437,439,441,4.5766590389016018E-3,4.5558086560364463E-3]
["Pumpestationer i brønde (< 6,25 m2), SRO","stk.",10,437,439,441,4.5766590389016018E-3,4.5558086560364463E-3]
["Pumpestationer m. overbygning (< 20 m2), Konstruktioner","stk.",50,9,9,10,0,0.1111111111111111]
["Pumpestationer m. overbygning (< 20 m2), Mek/EL","stk.",20,9,9,10,0,0.1111111111111111]
["Pumpestationer m. overbygning (< 20 m2), SRO","stk.",10,9,9,10,0,0.1111111111111111]
["Pumpestationer i underjordiske bygværker (<50 m2), Konstruktioner","stk.",50,0,0,0,0,0]
["Pumpestationer i underjordiske bygværker (<50 m2), Mek/El","stk.",20,0,0,0,0,0]
["Pumpestationer i underjordiske bygværker (<50 m2), SRO","stk.",10,0,0,0,0,0]
["Små pumpestationer (<100 l/s) inkl. SRO-anlæg - By",null,null,null,null,null,"",""]
["Tryksatte minipumpestationer (husstandssystemer)","stk.",30,24,24,0,0,-1,"OK genbesøgt"]
["Pumpestationer i brønde (< 6,25 m2), Konstruktioner","stk.",50,205,229,230,0.11707317073170732,4.3668122270742356E-3]
["Pumpestationer i brønde (< 6,25 m2), Mek/EL","stk.",20,205,229,230,0.11707317073170732,4.3668122270742356E-3]
["Pumpestationer i brønde (< 6,25 m2), SRO","stk.",10,205,229,230,0.11707317073170732,4.3668122270742356E-3]
["Pumpestationer m. overbygning (< 20 m2), Konstruktioner","stk.",50,11,11,11,0,0]
["Pumpestationer m. overbygning (< 20 m2), Mek/EL","stk.",20,11,11,11,0,0]
["Pumpestationer m. overbygning (< 20 m2), SRO","stk.",10,11,11,11,0,0]
["Pumpestationer i underjordiske bygværker (<50 m2), Konstruktioner","stk.",50,6,6,6,0,0]
["Pumpestationer i underjordiske bygværker (<50 m2), Mek/El","stk.",20,6,6,6,0,0]
["Pumpestationer i underjordiske bygværker (<50 m2), SRO","stk.",10,6,6,6,0,0]
["Små pumpestationer (<100 l/s) inkl. SRO-anlæg - City",null,null,null,null,null,"",""]
["Tryksatte minipumpestationer (husstandssystemer)","stk.",30,0,null,null,0,""]
["Pumpestationer i brønde (< 6,25 m2), Konstruktioner","stk.",50,0,null,null,0,""]
["Pumpestationer i brønde (< 6,25 m2), Mek/EL","stk.",20,0,null,null,0,""]
["Pumpestationer i brønde (< 6,25 m2), SRO","stk.",10,0,null,null,0,""]
["Pumpestationer m. overbygning (< 20 m2), Konstruktioner","stk.",50,0,null,null,0,""]
["Pumpestationer m. overbygning (< 20 m2), Mek/EL","stk.",20,0,null,null,0,""]
["Pumpestationer m. overbygning (< 20 m2), SRO","stk.",10,0,null,null,0,""]
["Pumpestationer i underjordiske bygværker (<50 m2), Konstruktioner","stk.",50,0,null,null,0,""]
["Pumpestationer i underjordiske bygværker (<50 m2), Mek/El","stk.",20,0,null,null,0,""]
["Pumpestationer i underjordiske bygværker (<50 m2), SRO","stk.",10,0,null,null,0,""]
["Små pumpestationer (<100 l/s) inkl. SRO-anlæg - Indre city",null,null,null,null,null,"",""]
["Tryksatte minipumpestationer (husstandssystemer)","stk.",30,0,null,null,0,""]
["Pumpestationer i brønde (< 6,25 m2), Konstruktioner","stk.",50,0,null,null,0,""]
["Pumpestationer i brønde (< 6,25 m2), Mek/EL","stk.",20,0,null,null,0,""]
["Pumpestationer i brønde (< 6,25 m2), SRO","stk.",10,0,null,null,0,""]
["Pumpestationer m. overbygning (< 20 m2), Konstruktioner","stk.",50,0,null,null,0,""]
["Pumpestationer m. overbygning (< 20 m2), Mek/EL","stk.",20,0,null,null,0,""]
["Pumpestationer m. overbygning (< 20 m2), SRO","stk.",10,0,null,null,0,""]
["Pumpestationer i underjordiske bygværker (<50 m2), Konstruktioner","stk.",50,0,null,null,0,""]
["Pumpestationer i underjordiske bygværker (<50 m2), Mek/El","stk.",20,0,null,null,0,""]
["Pumpestationer i underjordiske bygværker (<50 m2), SRO","stk.",10,0,null,null,0,""]
["Store pumpestationer: inkl. SRO-anlæg - Land",null,null,null,null,null,"",""]
["Kælder","m2",75,140,140,140,0,0]
["Pumpeinstallation Miljøklasse A (100-300 l/s) - Mek/EL","stk.",20,4,4,4,0,0]
["Pumpeinstallation Miljøklasse A (100-300 l/s) - SRO","stk.",10,4,4,4,0,0]
["Pumpeinstallation Miljøklasse A (300-600 l/s) - Mek/EL","stk.",20,0,0,0,0,0]
["Pumpeinstallation Miljøklasse A (300-600 l/s) - SRO","stk.",10,0,0,0,0,0]
["Pumpeinstallation Miljøklasse A (600-1.000 l/s) - Mek/EL","stk.",20,0,0,0,0,0]
["Pumpeinstallation Miljøklasse A (600-1.000 l/s) - SRO","stk.",10,0,0,0,0,0]
["Pumpeinstallation Miljøklasse A (1.000-1.500 l/s) - Mek/EL","stk.",20,0,0,0,0,0]
["Pumpeinstallation Miljøklasse A (1.000-1.500 l/s) - SRO","stk.",10,0,0,0,0,0]
["Pumpeinstallation Miljøklasse B (100-300 l/s) - Mek/EL","stk.",20,0,0,0,0,0]
["Pumpeinstallation Miljøklasse B (100-300 l/s) - SRO","stk.",10,0,0,0,0,0]
["Pumpeinstallation Miljøklasse B (300-600 l/s) - Mek/EL","stk.",20,0,0,0,0,0]
["Pumpeinstallation Miljøklasse B (300-600 l/s) - SRO","stk.",10,0,0,0,0,0]
["Pumpeinstallation Miljøklasse B (600-1.000 l/s) - Mek/EL","stk.",20,0,0,0,0,0]
["Pumpeinstallation Miljøklasse B (600-1.000 l/s) - SRO","stk.",10,0,0,0,0,0]
["Pumpeinstallation Miljøklasse B (1.000-1.500 l/s) - Mek/EL","stk.",20,0,0,0,{"$f":"IF(D131=\"\",IF(E131>0,\"Ny data\",IF(E131=\"\",\"\",0)),IF(D131=0,IF(E131=0,0,\"Ny data\"),(E131-D131)/D131))","v":0},{"$f":"IF(E131=\"\",IF(F131>0,\"Ny data\",IF(F131=\"\",\"\",0)),IF(E131=0,IF(F131=0,0,\"Ny data\"),(F131-E131)/E131))","v":0}]
["Pumpeinstallation Miljøklasse B (1.000-1.500 l/s) - SRO","stk.",10,0,0,0,0,0]
["Overbygning","m2",75,65,65,65,0,0]
["Store pumpestationer: inkl. SRO-anlæg - By",null,null,null,null,null,"",""]
["Kælder","m2",75,0,null,null,0,""]
["Pumpeinstallation Miljøklasse A (100-300 l/s) - Mek/EL","stk.",20,0,null,null,0,""]
["Pumpeinstallation Miljøklasse A (100-300 l/s) - SRO","stk.",10,0,null,null,0,""]
["Pumpeinstallation Miljøklasse A (300-600 l/s) - Mek/EL","stk.",20,0,null,null,0,""]
["Pumpeinstallation Miljøklasse A (300-600 l/s) - SRO","stk.",10,0,null,null,0,""]
["Pumpeinstallation Miljøklasse A (600-1.000 l/s) - Mek/EL","stk.",20,0,null,null,0,""]
["Pumpeinstallation Miljøklasse A (600-1.000 l/s) - SRO","stk.",10,0,null,null,0,""]
["Pumpeinstallation Miljøklasse A (1.000-1.500 l/s) - Mek/EL","stk.",20,0,null,null,0,""]
["Pumpeinstallation Miljøklasse A (1.000-1.500 l/s) - SRO","stk.",10,0,null,null,0,""]
["Pumpeinstallation Miljøklasse B (100-300 l/s) - Mek/EL","stk.",20,0,null,null,0,""]
["Pumpeinstallation Miljøklasse B (100-300 l/s) - SRO","stk.",10,0,null,null,0,""]
["Pumpeinstallation Miljøklasse B (300-600 l/s) - Mek/EL","stk.",20,0,null,null,0,""]
["Pumpeinstallation Miljøklasse B (300-600 l/s) - SRO","stk.",10,0,null,null,0,""]
["Pumpeinstallation Miljøklasse B (600-1.000 l/s) - Mek/EL","stk.",20,0,null,null,0,""]
["Pumpeinstallation Miljøklasse B (600-1.000 l/s) - SRO","stk.",10,0,null,null,0,""]
["Pumpeinstallation Miljøklasse B (1.000-1.500 l/s) - Mek/EL","stk.",20,0,null,null,0,""]
["Pumpeinstallation Miljøklasse B (1.000-1.500 l/s) - SRO","stk.",10,0,null,null,0,""]
["Overbygning ","m2",75,0,null,null,0,""]
["Store pumpestationer: inkl. SRO-anlæg - City",null,null,null,null,null,"",""]
["Kælder","m2",75,0,null,null,0,""]
["Pumpeinstallation Miljøklasse A (100-300 l/s) - Mek/EL","stk.",20,0,null,null,0,""]
["Pumpeinstallation Miljøklasse A (100-300 l/s) - SRO","stk.",10,0,null,null,0,""]
["Pumpeinstallation Miljøklasse A (300-600 l/s) - Mek/EL","stk.",20,0,null,null,0,""]
["Pumpeinstallation Miljøklasse A (300-600 l/s) - SRO","stk.",10,0,null,null,0,""]
["Pumpeinstallation Miljøklasse A (600-1.000 l/s) - Mek/EL","stk.",20,0,null,null,0,""]
["Pumpeinstallation Miljøklasse A (600-1.000 l/s) - SRO","stk.",10,0,null,null,0,""]
["Pumpeinstallation Miljøklasse A (1.000-1.500 l/s) - Mek/EL","stk.",20,0,null,null,0,""]
["Pumpeinstallation Miljøklasse A (1.000-1.500 l/s) - SRO","stk.",10,0,null,null,0,""]
["Pumpeinstallation Miljøklasse B (100-300 l/s) - Mek/EL","stk.",20,0,null,null,0,""]
["Pumpeinstallation Miljøklasse B (100-300 l/s) - SRO","stk.",10,0,null,null,0,""]
["Pumpeinstallation Miljøklasse B (300-600 l/s) - Mek/EL","stk.",20,0,null,null,0,""]
["Pumpeinstallation Miljøklasse B (300-600 l/s) - SRO","stk.",10,0,null,null,0,""]
["Pumpeinstallation Miljøklasse B (600-1.000 l/s) - Mek/EL","stk.",20,0,null,null,0,""]
["Pumpeinstallation Miljøklasse B (600-1.000 l/s) - SRO","stk.",10,0,null,null,0,""]
["Pumpeinstallation Miljøklasse B (1.000-1.500 l/s) - Mek/EL","stk.",20,0,null,null,0,""]
["Pumpeinstallation Miljøklasse B (1.000-1.500 l/s) - SRO","stk.",10,0,null,null,0,""]
["Overbygning ","m2",75,0,null,null,0,""]
["Store pumpestationer: inkl. SRO-anlæg - Indre city",null,null,null,null,null,"",""]
["Kælder","m2",75,0,null,null,0,""]
["Pumpeinstallation Miljøklasse A (100-300 l/s) - Mek/EL","stk.",20,0,null,null,0,""]
["Pumpeinstallation Miljøklasse A (100-300 l/s) - SRO","stk.",10,0,null,null,0,""]
["Pumpeinstallation Miljøklasse A (300-600 l/s) - Mek/EL","stk.",20,0,null,null,0,""]
["Pumpeinstallation Miljøklasse A (300-600 l/s) - SRO","stk.",10,0,null,null,0,""]
["Pumpeinstallation Miljøklasse A (600-1.000 l/s) - Mek/EL","stk.",20,0,null,null,0,""]
["Pumpeinstallation Miljøklasse A (600-1.000 l/s) - SRO","stk.",10,0,null,null,0,""]
["Pumpeinstallation Miljøklasse A (1.000-1.500 l/s) - Mek/EL","stk.",20,0,null,null,0,""]
["Pumpeinstallation Miljøklasse A (1.000-1.500 l/s) - SRO","stk.",10,0,null,null,0,""]
["Pumpeinstallation Miljøklasse B (100-300 l/s) - Mek/EL","stk.",20,0,null,null,0,""]
["Pumpeinstallation Miljøklasse B (100-300 l/s) - SRO","stk.",10,0,null,null,0,""]
["Pumpeinstallation Miljøklasse B (300-600 l/s) - Mek/EL","stk.",20,0,null,null,0,""]
["Pumpeinstallation Miljøklasse B (300-600 l/s) - SRO","stk.",10,0,null,null,0,""]
["Pumpeinstallation Miljøklasse B (600-1.000 l/s) - Mek/EL","stk.",20,0,null,null,0,""]
["Pumpeinstallation Miljøklasse B (600-1.000 l/s) - SRO","stk.",10,0,null,null,0,""]
["Pumpeinstallation Miljøklasse B (1.000-1.500 l/s) - Mek/EL","stk.",20,0,null,null,0,""]
["Pumpeinstallation Miljøklasse B (1.000-1.500 l/s) - SRO","stk.",10,0,null,null,0,""]
["Overbygning","m2",75,0,null,null,0,""]
["Overløbsbygværker - Land",null,null,null,null,null,"",""]
["Kælder (< 7 m2) ","stk.",75,140,140,140,0,0]
["Kælder (7 - 20 m2) ","m2",75,90,90,90,0,0]
["Kælder (20 - 30 m2)","m2",75,0,0,0,0,0]
["Installationer (mindre end 7 m2)","stk.",20,146,146,146,{"$f":"IF(D195=\"\",IF(E195>0,\"Ny data\",IF(E195=\"\",\"\",0)),IF(D195=0,IF(E195=0,0,\"Ny data\"),(E195-D195)/D195))","v":0},{"$f":"IF(E195=\"\",IF(F195>0,\"Ny data\",IF(F195=\"\",\"\",0)),IF(E195=0,IF(F195=0,0,\"Ny data\"),(F195-E195)/E195))","v":0}]
["Installationer, Miljøklasse A. (7-20 m2) - Mek/EL","stk.",20,9,9,9,0,0]
["Installationer, Miljøklasse A. (7-20 m2) - SRO","stk.",10,0,0,0,0,0]
["Installationer, Miljøklasse A. (20-30 m2) - Mek/EL","stk.",20,0,0,0,0,0]
["Installationer, Miljøklasse A. (20-30 m2) - SRO","stk.",10,0,0,0,0,0]
["Installationer, Miljøklasse B. (7-20 m2) - Mek/EL","stk.",20,0,0,0,0,0]
["Installationer, Miljøklasse B. (7-20 m2) - SRO","stk.",10,0,0,0,0,0]
["Installationer, Miljøklasse B. (20-30 m2) - Mek/EL","stk.",20,0,0,0,0,0]
["Installationer, Miljøklasse B. (20-30 m2) - SRO","stk.",10,0,0,0,0,0]
["Overbygning","stk.",75,0,0,0,0,0]
["Overløbsbygværker - By",null,null,null,null,null,"",""]
["Kælder (< 7 m2) ","stk.",75,140,140,140,0,0]
["Kælder (7 - 20 m2) ","m2",75,90,90,90,0,0]
["Kælder (20 - 30 m2)","m2",75,0,0,0,0,0]
["Installationer (mindre end 7 m2)","stk.",20,146,146,146,0,0]
["Installationer, Miljøklasse A. (7-20 m2) - Mek/EL","stk.",20,9,9,9,0,0]
["Installationer, Miljøklasse A. (7-20 m2) - SRO","stk.",10,0,0,0,0,0]
["Installationer, Miljøklasse A. (20-30 m2) - Mek/EL","stk.",20,0,0,0,0,0]
["Installationer, Miljøklasse A. (20-30 m2) - SRO","stk.",10,0,0,0,0,0]
["Installationer, Miljøklasse B. (7-20 m2) - Mek/EL","stk.",20,0,0,0,0,0]
["Installationer, Miljøklasse B. (7-20 m2) - SRO","stk.",10,0,0,0,0,0]
["Installationer, Miljøklasse B. (20-30 m2) - Mek/EL","stk.",20,0,0,0,0,0]
["Installationer, Miljøklasse B. (20-30 m2) - SRO","stk.",10,0,0,0,0,0]
["Overbygning","stk.",75,0,0,0,0,0]
["Overløbsbygværker - City",null,null,null,null,null,"",""]
["Kælder (< 7 m2) ","stk.",75,0,null,null,0,""]
["Kælder (7 - 20 m2) ","m2",75,0,null,null,0,""]
["Kælder (20 - 30 m2)","m2",75,0,null,null,0,""]
["Installationer (mindre end 7 m2)","stk.",20,0,null,null,0,""]
["Installationer, Miljøklasse A. (7-20 m2) - Mek/EL","stk.",20,0,null,null,0,""]
["Installationer, Miljøklasse A. (7-20 m2) - SRO","stk.",10,0,null,null,0,""]
["Installationer, Miljøklasse A. (20-30 m2) - Mek/EL","stk.",20,0,null,null,0,""]
["Installationer, Miljøklasse A. (20-30 m2) - SRO","stk.",10,0,null,null,0,""]
["Installationer, Miljøklasse B. (7-20 m2) - Mek/EL","stk.",20,0,null,null,0,""]
["Installationer, Miljøklasse B. (7-20 m2) - SRO","stk.",10,0,null,null,0,""]
["Installationer, Miljøklasse B. (20-30 m2) - Mek/EL","stk.",20,0,null,null,0,""]
["Installationer, Miljøklasse B. (20-30 m2) - SRO","stk.",10,0,null,null,0,""]
["Overbygning (efter beliggenhed) ","stk.",75,0,null,null,0,""]
["Overløbsbygværker - Indre city",null,null,null,null,null,"",""]
["Kælder (< 7 m2) ","stk.",75,0,null,null,0,""]
["Kælder (7 - 20 m2) ","m2",75,0,null,null,0,""]
["Kælder (20 - 30 m2)","m2",75,0,null,null,0,""]
["Installationer (mindre end 7 m2)","stk.",20,0,null,null,0,""]
["Installationer, Miljøklasse A. (7-20 m2) - Mek/EL","stk.",20,0,null,null,0,""]
["Installationer, Miljøklasse A. (7-20 m2) - SRO","stk.",10,0,null,null,0,""]
["Installationer, Miljøklasse A. (20-30 m2) - Mek/EL","stk.",20,0,null,null,0,""]
["Installationer, Miljøklasse A. (20-30 m2) - SRO","stk.",10,0,null,null,0,""]
["Installationer, Miljøklasse B. (7-20 m2) - Mek/EL","stk.",20,0,null,null,0,""]
["Installationer, Miljøklasse B. (7-20 m2) - SRO","stk.",10,0,null,null,0,""]
["Installationer, Miljøklasse B. (20-30 m2) - Mek/EL","stk.",20,0,null,null,0,""]
["Installationer, Miljøklasse B. (20-30 m2) - SRO","stk.",10,0,null,null,0,""]
["Overbygning","stk.",75,0,null,null,0,""]
["Forsinkelsesbassiner - Land",null,null,null,null,null,"",""]
["Forsinkelsesbassiner, lukkede uden automatisk rensning og SRO (mindre end 1.000 m3)","m³",50,1287,1479,1479,0.14918414918414918,0]
["Forsinkelsesbassiner, lukkede med automatisk rensning og SRO (mindre end 1.000 m3) - Konstruktioner","m³",75,0,null,null,0,""]
["Forsinkelsesbassiner, lukkede med automatisk rensning og SRO (mindre end 1.000 m3) - Mek/EL","m³",20,0,null,null,0,""]
["Forsinkelsesbassiner, lukkede med automatisk rensning og SRO (mindre end 1.000 m3) - SRO ","m³",10,0,null,null,0,""]
["Forsinkelsesbassiner, lukkede (1.000-4.000 m3) - Konstruktioner","m³",75,0,null,null,0,""]
["Forsinkelsesbassiner, lukkede (1.000-4.000 m3) - Mek/EL","m³",20,0,null,null,0,""]
["Forsinkelsesbassiner, lukkede (1.000-4.000 m3) - SRO","m³",10,0,null,null,0,""]
["Forsinkelsesbassiner, lukkede (4.000-10.000 m3) - Konstruktioner","m³",75,0,null,null,0,""]
["Forsinkelsesbassiner, lukkede (4.000-10.000 m3) - Mek/EL","m³",20,0,null,null,0,""]
["Forsinkelsesbassiner, lukkede (4.000-10.000 m3) - SRO","m³",10,0,null,null,0,""]
["Forsinkelsesbassiner, lukkede (større end 10.000 m3) - Konstruktioner","m³",75,0,null,null,0,""]
["Forsinkelsesbassiner, lukkede (større end 10.000 m3) - Mek/EL","m³",20,0,null,null,{"$f":"IF(D259=\"\",IF(E259>0,\"Ny data\",IF(E259=\"\",\"\",0)),IF(D259=0,IF(E259=0,0,\"Ny data\"),(E259-D259)/D259))","v":0},{"$f":"IF(E259=\"\",IF(F259>0,\"Ny data\",IF(F259=\"\",\"\",0)),IF(E259=0,IF(F259=0,0,\"Ny data\"),(F259-E259)/E259))","v":""}]
["Forsinkelsesbassiner, lukkede (større end 10.000 m3) - SRO","m³",10,0,null,null,0,""]
["Forsinkelsesbassiner - By",null,null,null,null,null,"",""]
["Forsinkelsesbassiner, lukkede uden automatisk rensning og SRO (mindre end 1.000 m3)","m³",50,831,939,939,0.1299638989169675,0]
["Forsinkelsesbassiner, lukkede med automatisk rensning og SRO (mindre end 1.000 m3) - Konstruktioner","m³",75,0,null,null,0,""]
["Forsinkelsesbassiner, lukkede med automatisk rensning og SRO (mindre end 1.000 m3) - Mek/EL","m³",20,0,null,null,0,""]
["Forsinkelsesbassiner, lukkede med automatisk rensning og SRO (mindre end 1.000 m3) - SRO ","m³",10,0,null,null,0,""]
["Forsinkelsesbassiner, lukkede (1.000-4.000 m3) - Konstruktioner","m³",75,0,null,null,0,""]
["Forsinkelsesbassiner, lukkede (1.000-4.000 m3) - Mek/EL","m³",20,0,null,null,0,""]
["Forsinkelsesbassiner, lukkede (1.000-4.000 m3) - SRO","m³",10,0,null,null,0,""]
["Forsinkelsesbassiner, lukkede (4.000-10.000 m3) - Konstruktioner","m³",75,0,null,null,0,""]
["Forsinkelsesbassiner, lukkede (4.000-10.000 m3) - Mek/EL","m³",20,0,null,null,0,""]
["Forsinkelsesbassiner, lukkede (4.000-10.000 m3) - SRO","m³",10,0,null,null,0,""]
["Forsinkelsesbassiner, lukkede (større end 10.000 m3) - Konstruktioner","m³",75,0,null,null,0,""]
["Forsinkelsesbassiner, lukkede (større end 10.000 m3) - Mek/EL","m³",20,0,null,null,0,""]
["Forsinkelsesbassiner, lukkede (større end 10.000 m3) - SRO","m³",10,0,null,null,0,""]
["Forsinkelsesbassiner - City",null,null,null,null,null,"",""]
["Forsinkelsesbassiner, lukkede uden automatisk rensning og SRO (mindre end 1.000 m3)","m³",50,0,null,null,0,""]
["Forsinkelsesbassiner, lukkede med automatisk rensning og SRO (mindre end 1.000 m3) - Konstruktioner","m³",75,0,null,null,0,""]
["Forsinkelsesbassiner, lukkede med automatisk rensning og SRO (mindre end 1.000 m3) - Mek/EL","m³",20,0,null,null,0,""]
["Forsinkelsesbassiner, lukkede med automatisk rensning og SRO (mindre end 1.000 m3) - SRO ","m³",10,0,null,null,0,""]
["Forsinkelsesbassiner, lukkede (1.000-4.000 m3) - Konstruktioner","m³",75,0,null,null,0,""]
["Forsinkelsesbassiner, lukkede (1.000-4.000 m3) - Mek/EL","m³",20,0,null,null,0,""]
["Forsinkelsesbassiner, lukkede (1.000-4.000 m3) - SRO","m³",10,0,null,null,0,""]
["Forsinkelsesbassiner, lukkede (4.000-10.000 m3) - Konstruktioner","m³",75,0,null,null,0,""]
["Forsinkelsesbassiner, lukkede (4.000-10.000 m3) - Mek/EL","m³",20,0,null,null,0,""]
["Forsinkelsesbassiner, lukkede (4.000-10.000 m3) - SRO","m³",10,0,null,null,0,""]
["Forsinkelsesbassiner, lukkede (større end 10.000 m3) - Konstruktioner","m³",75,0,null,null,0,""]
["Forsinkelsesbassiner, lukkede (større end 10.000 m3) - Mek/EL","m³",20,0,null,null,0,""]
["Forsinkelsesbassiner, lukkede (større end 10.000 m3) - SRO","m³",10,0,null,null,0,""]
["Forsinkelsesbassiner - Indre city",null,null,null,null,null,"",""]
["Forsinkelsesbassiner, lukkede uden automatisk rensning og SRO (mindre end 1.000 m3)","m³",50,0,null,null,0,""]
["Forsinkelsesbassiner, lukkede med automatisk rensning og SRO (mindre end 1.000 m3) - Konstruktioner","m³",75,0,null,null,0,""]
["Forsinkelsesbassiner, lukkede med automatisk rensning og SRO (mindre end 1.000 m3) - Mek/EL","m³",20,0,null,null,0,""]
["Forsinkelsesbassiner, lukkede med automatisk rensning og SRO (mindre end 1.000 m3) - SRO ","m³",10,0,null,null,0,""]
["Forsinkelsesbassiner, lukkede (1.000-4.000 m3) - Konstruktioner","m³",75,0,null,null,0,""]
["Forsinkelsesbassiner, lukkede (1.000-4.000 m3) - Mek/EL","m³",20,0,null,null,0,""]
["Forsinkelsesbassiner, lukkede (1.000-4.000 m3) - SRO","m³",10,0,null,null,0,""]
["Forsinkelsesbassiner, lukkede (4.000-10.000 m3) - Konstruktioner","m³",75,0,null,null,0,""]
["Forsinkelsesbassiner, lukkede (4.000-10.000 m3) - Mek/EL","m³",20,0,null,null,0,""]
["Forsinkelsesbassiner, lukkede (4.000-10.000 m3) - SRO","m³",10,0,null,null,0,""]
["Forsinkelsesbassiner, lukkede (større end 10.000 m3) - Konstruktioner","m³",75,0,null,null,0,""]
["Forsinkelsesbassiner, lukkede (større end 10.000 m3) - Mek/EL","m³",20,0,null,null,0,""]
["Forsinkelsesbassiner, lukkede (større end 10.000 m3) - SRO","m³",10,0,null,null,0,""]
["Sparebassin/Laguner/Jordbassiner - Land",null,null,null,null,null,"",""]
["Jordbassin Klasse A og B","m³",50,2173,2520,2520,0.15968706856879888,0]
["Indløb-/udløbsarrangement","stk.",75,0,0,null,0,0]
["Andre bygninger (tekniske installationer, målere mv.)","m2",75,0,null,null,0,""]
["Sparebassin/Laguner/Jordbassiner - By",null,null,null,null,null,"",""]
["Jordbassin Klasse A og B","m³",50,31863,35368,35368,0.11000219690550168,0]
["Indløb-/udløbsarrangement","stk.",75,0,null,null,0,""]
["Andre bygninger (tekniske installationer, målere mv.)","m2",75,0,null,null,0,""]
["Sparebassin/Laguner/Jordbassiner - City",null,null,null,null,null,"",""]
["Jordbassin Klasse A og B","m³",50,0,null,null,0,""]
["Indløb-/udløbsarrangement","stk.",75,0,null,null,0,""]
["Andre bygninger (tekniske installationer, målere mv.)","m2",75,0,null,null,0,""]
["Sparebassin/Laguner/Jordbassiner - Indre city",null,null,null,null,null,"",""]
["Jordbassin Klasse A og B","m³",50,0,null,null,0,""]
["Indløb-/udløbsarrangement","stk.",75,0,null,null,0,""]
["Andre bygninger (tekniske installationer, målere mv.)","m2",75,0,null,null,0,""]

{"sheet":"Fællesfunktionsanlæg","index":2,"n_rows":13,"n_cols":9,"rows_kept":13,"cut":false,"hidden":false,"merged":[[0,0,1,0],[0,1,1,1],[0,2,1,2],[0,3,1,3],[0,8,1,8],[0,4,1,4],[0,5,1,5],[0,6,1,6],[0,7,1,7]]}
["Fællesfunktionsanlæg","Enhed","Standard-levetid","Samlet mængde per 31/12-2022","Samlet mængde per 31/12-2023","Samlet mængde per 31/12-2024","Afvigelse 2022-2023","Afvigelse 2023-2024","Bemærkninger"]
[]
["Andre",null,null,null,null,null,{"$f":"IF(D3=\"\",IF(E3>0,\"Ny data\",IF(E3=\"\",\"\",0)),IF(D3=0,IF(E3=0,0,\"Ny data\"),(E3-D3)/D3))","v":""},{"$f":"IF(E3=\"\",IF(F3>0,\"Ny data\",IF(F3=\"\",\"\",0)),IF(E3=0,IF(F3=0,0,\"Ny data\"),(F3-E3)/E3))","v":""}]
["Administrationbygninger","m2",75,675,675,675,0,0]
["Arbejdsplads og kontor","stk.",5,8,9,10,0.125,0.1111111111111111]
["Køretøjer, personbil","stk.",5,0,1,1,"Ny data",0,"OK - NB"]
["Køretøjer, små lastvogne (< 3.500 kg.)","stk.",5,0,4,5,"Ny data",0.25,"OK - NB"]
["Køretøjer, store lastvogne (> 3.500 kg.)","stk.",5,0,0,0,0,0]
["Køretøjer, entreprenørmaskiner","stk.",5,0,0,0,0,0]
["Slamsugere","stk.",5,0,0,0,0,0]
["Værksteder, garager","m2",75,1964,1964,1964,0,0]
["Solcelleanlæg eksl. Inverter","kWp",25,0,0,0,0,0]
["Inverter til solcelleanlæg","kWp",10,0,0,0,0,0]